## TCOS
[6 empty] | For Twelve Months Ended |  |  | 2026
AEPTCo subsidiaries in PJM
Transmission Cost of Service Formula Rate
Utilizing Actual/Projected FERC Form 1 Data
AEP Ohio Transmission Company
Line | [8 empty] | Transmission
No. | [8 empty] | Amount
1 | REVENUE REQUIREMENT (w/o incentives) | (ln 113) | [6 empty] | 1060516789.6319
|  |  |  | Total |  | Allocator
2 | REVENUE CREDITS | (Worksheet E, ln 8) (Note A) |  | 8015349.236 |  | DA | 1 |  | 8015349.236
3 | Facility Credits under PJM OATT Section 30.9 | Worksheet E, ln 9) (Note X) | [6 empty] | 7711417
4 | REVENUE REQUIREMENT For All Company Facilities | (ln 1 less ln 2 plus ln 3) | [6 empty] | 1060212857.3959
MEMO: The Carrying Charge Calculations on lines 7 to 12 below are used in calculating project revenue requirements billed through PJM Schedule 12, Transmission Enhancement Charges. The total non-incentive revenue requirements for these projects shown on line 5 is included in the total on line 4.
5 | Revenue Requirement for PJM Schedule 12 Facilities (w/o incentives) (Worksheet J/K) |  |  | 39168368.1329 |  | DA | 1 |  | 39168368.1329
6 | NET PLANT CARRYING CHARGE w/o intra-AEP charges or credits or ROE incentives (Note B)
7 | Annual Rate | ( (ln 1- ln 80)/((ln 33 ) x 100) ) | [6 empty] | 18.43%
8 | Monthly Rate | (ln 7 / 12) | [6 empty] | 1.536%
9 | NET PLANT CARRYING CHARGE ON LINE 7 , w/o depreciation or ROE incentives (Note B)
10 | Annual Rate | ( (ln 1- ln 80 - ln 83)/((ln 33) x 100) ) | [6 empty] | 14.91%
11 | NET PLANT CARRYING CHARGE ON LINE 10, w/o Return, income taxes or ROE incentives (Note B)
12 | Annual Rate | ( (ln 1 - ln 80 - ln 83 - ln 108 - ln 109) /((ln 33) x 100) ) | [6 empty] | 6.404%
13 | ADDITIONAL REVENUE REQUIREMENT for projects w/ incentive ROE's (Note B) (Worksheet J/K) | [7 empty] | 0
14 | REVENUE REQUIREMENT FOR SCHEDULE 1A CHARGES
15 | Total Load Dispatch & Scheduling (Account 561) | Line 63 Below | [6 empty] | 1630135.7149
16 | Less: Load Dispatch - Scheduling, System Control and Dispatch Services (321.88.b) | [7 empty] | 0
17 | Less: Load Dispatch - Reliability, Planning & Standards Development Services (321.92.b) | [7 empty] | 0
18 | Total 561 Internally Developed Costs | (Line 15 - Line 16 - Line 17) | [6 empty] | 1630135.7149
AEPTCo subsidiaries in PJM
Transmission Cost of Service Formula Rate
Utilizing Actual/Projected FERC Form 1 Data
AEP Ohio Transmission Company
| (1) | (2) |  | (3) |  | (4) |  |  | (5)
|  | Data Sources | [6 empty] | Total
| RATE BASE CALCULATION | (See "General Notes") |  | TO Total |  | Allocator |  |  | Transmission
Line |  |  |  | NOTE C
No. | GROSS PLANT IN SERVICE
19 | Transmission | (Worksheet A ln 14.(b) & Ln 117) |  | 6935189789.4374 |  | DA |  |  | 6935189789.4374
20 | Less: Transmission ARO (Enter Negative) | (Worksheet A ln 14.(c)) |  | 0 |  | TP | 1 |  | 0
21 | General Plant | (Worksheet A ln 14.(d)) |  | 354075428.3063 |  | W/S | 1 |  | 354075428.3063
22 | Less: General Plant ARO (Enter Negative) | (Worksheet A ln 14.(e)) |  | 0 |  | W/S | 1 |  | 0
23 | Intangible Plant | (Worksheet A ln 14.(f)) |  | 0 |  | W/S | 1 |  | 0
24 | TOTAL GROSS PLANT | (Sum of Lines: 19 to 23) |  | 7289265217.7437 |  | GP= | 1 |  | 7289265217.7437
[6 empty] | GTD= | 1
25 | ACCUMULATED DEPRECIATION AND AMORTIZATION
26 | Transmission | (Worksheet A ln 28.(b) & Ln 43.(b)) |  | 1179863368.2553 |  | DA | 1 |  | 1179863368.2553
27 | Less: Transmission ARO (Enter Negative) | (Worksheet A ln 28.(c)) |  | 0 |  | TP | 1 |  | 0
28 | General Plant | (Worksheet A ln 28.(d)) |  | 67150197.3092 |  | W/S | 1 |  | 67150197.3092
29 | Less: General Plant ARO (Enter Negative) | (Worksheet A ln 28.(e)) |  | 0 |  | W/S | 1 |  | 0
30 | Intangible Plant | (Worksheet A ln 28.(f)) |  | 0 |  | W/S | 1 |  | 0
31 | TOTAL ACCUMULATED DEPRECIATION | (Sum of Lines: 26 to 30) |  | 1247013565.5646 |  |  |  |  | 1247013565.5646
32 | NET PLANT IN SERVICE
33 | Transmission | (ln 19 + ln 20 - ln 26 - ln 27) |  | 5755326421.1821 |  |  |  |  | 5755326421.1821
34 | General Plant | (ln 21 + ln 22 - ln 28 - ln 29) |  | 286925230.997 |  |  |  |  | 286925230.997
35 | Intangible Plant | (ln 23 - ln 30) |  | 0 |  |  |  |  | 0
36 | TOTAL NET PLANT IN SERVICE | (Sum of Lines: 33 to 35) |  | 6042251652.1791 |  | NP= | 1 |  | 6042251652.1791
37 | DEFERRED TAX ADJUSTMENTS TO RATE BASE | (Note D)
38 | Account No. 281.1 (enter negative) | (Worksheet B, ln 2 & ln 5.E) |  | 0 |  | NA |  |  | 0
39 | Account No. 282.1 (enter negative) | (Worksheet B, ln 7 & ln 10.E) |  | -566026313.6793 |  | DA |  |  | -557434288.8633
40 | Account No. 283.1 (enter negative) | (Worksheet B, ln 12 & ln 15.E) |  | -26087932.9993 |  | DA |  |  | -6722350.5293
41 | Account No. 190.1 | (Worksheet B, ln 17 & ln 20.E) |  | 21008794.0753 |  | DA |  |  | 2482359.5553
42 | Account No. 255 (enter negative) | (Worksheet B, ln 24 & ln 25.E) |  | 0 |  | DA |  |  | 0
43 | TOTAL ADJUSTMENTS | (sum lns 38 to 42) |  | -571105452.6033 |  |  |  |  | -561674279.8373
44 | PLANT HELD FOR FUTURE USE | (Worksheet A ln 44.(e)) ln 45.(e)) |  | 0 |  | DA |  |  | 0
45 | REGULATORY ASSETS | (Worksheet A ln 51.(e)) |  | 0 |  | DA |  |  | 0
46 | UNFUNDED RESERVES (ENTER NEGATIVE) (NOTE Y) | (Worksheet A ln 54.(e)) |  | 0 |  | W/S | 1 |  | 0
47 | WORKING CAPITAL | (Note E)
48 | Cash Working Capital | (1/8 * ln 66) |  | 6481301.9752 |  |  |  |  | 6481301.9752
49 | Transmission Materials & Supplies | (Worksheet C, ln 2.(F)) |  | 3 |  | TP | 1 |  | 3
50 | A&G Materials & Supplies | (Worksheet C, ln 3.(F)) |  | 0 |  | W/S | 1 |  | 0
51 | Stores Expense | (Worksheet C, ln 4.(F)) |  | 0 |  | GP | 1 |  | 0
52 | Prepayments (Account 165) - Labor Allocated | (Worksheet C, ln 8.(G)) |  | 0 |  | W/S | 1 |  | 0
53 | Prepayments (Account 165) - Gross Plant | (Worksheet C, ln 8.(F)) |  | 355664 |  | GP | 1 |  | 355664
54 | Prepayments (Account 165) - Transmission Only | (Worksheet C, ln 8.(E)) |  | 0 |  | DA | 1 |  | 0
55 | Prepayments (Account 165) - Unallocable | (Worksheet C, ln 8.(D)) |  | 0 |  | NA | 0 |  | 0
56 | TOTAL WORKING CAPITAL | (sum lns 48 to 55) |  | 6836968.9752 |  |  |  |  | 6836968.9752
57 | IPP CONTRIBUTIONS FOR CONSTRUCTION | (Note F) (Worksheet D, ln 8.B) |  | 0 |  | DA | 1 |  | 0
58 | RATE BASE (sum lns 36, 43, 44, 45, 46, 56, 57) |  |  | 5477983168.551 |  |  |  |  | 5487414341.317
AEPTCo subsidiaries in PJM
Transmission Cost of Service Formula Rate
Utilizing Actual/Projected FERC Form 1 Data
AEP Ohio Transmission Company
| (1) | (2) |  | (3) |  | (4) |  |  | (5)
| EXPENSE, TAXES, RETURN & REVENUE | Data Sources | [6 empty] | Total
| REQUIREMENTS CALCULATION | (See "General Notes") |  | TO Total |  | Allocator |  |  | Transmission
Line
No. | OPERATION & MAINTENANCE EXPENSE
59 | Customer Related Expense | 322 & 323.164,171,178.b |  | 0
60 | Regional Marketing Expenses | 322.131.b |  | 0
61 | Transmission | 321.112.b |  | 53480551.5163
62 | TOTAL O&M EXPENSES | (sum lns 59 to 61) |  | 53480551.5163
63 | Less: Total Account 561 | (Note G) (Worksheet F, ln 14.C) |  | 1630135.7149
64 | Less: Account 565 | (Note H) 321.96.b |  | 0
65 | Less: Regulatory Deferrals & Amortizations | (Note I) (Worksheet F, ln 4.C) |  | 0
66 | Total O&M Allocable to Transmission | (lns 61 - 63 - 64 - 65) |  | 51850415.8014 |  | TP | 1 |  | 51850415.8014
67 | Administrative and General | 323.197.b (Notes J & M) |  | 25991060.975
68 | Less: Acct. 924, Property Insurance | 323.185.b |  | 1616984.4691
69 | Acct. 928, Reg. Com. Exp. | 323.189.b |  | 1783101.7368
70 | Acct. 930.1, Gen. Advert. Exp. | 323.191.b |  | 0
71 | Acct. 930.2, Misc. Gen. Exp. | 323.192.b |  | 221838.2061
72 | Balance of A & G | (ln 67 - sum ln 68 to ln 71) |  | 22369136.5629 |  | W/S | 1 |  | 22369136.5629
73 | Plus: Acct. 924, Property Insurance | (ln 68) |  | 1616984.4691 |  | GP(h) | 1 |  | 1616984.4691
74 | Acct. 928 - Transmission Specific | Worksheet F ln 21.(E) (Note L) |  | 186109.377 |  | TP | 1 |  | 186109.377
75 | Acct 930.1 - Only safety related ads -Direct | Worksheet F ln 38.(E) (Note L) |  | 0 |  | TP | 1 |  | 0
76 | Acct 930.2 - Misc Gen. Exp. - Trans | Worksheet F ln 43.(E) (Note L) |  | 18255.2279 |  | DA | 1 |  | 18255.2279
77 | PBOP Adjustment | Worksheet O Ln 16.(B), (Note K & M) |  | 580000 |  | W/S | 1 |  | 580000
78 | A & G Subtotal | (sum lns 72 to 77) |  | 24770485.6369 |  |  |  |  | 24770485.6369
79 | O & M EXPENSE SUBTOTAL | (ln 66 + ln 78) |  | 76620901.4383 |  |  |  |  | 76620901.4383
80 | Plus: Transmission Lease Payments To Affiliates in Acct 565 (Company Records) (Note H) |  |  | 0 |  | DA | 0 |  | 0
81 | TOTAL O & M EXPENSE | (ln 79 + ln 80) |  | 76620901.4383 |  |  |  |  | 76620901.4383
82 | DEPRECIATION AND AMORTIZATION EXPENSE
83 | Transmission | 336.7.f |  | 202266459.2545 |  | TP | 1 |  | 202266459.2545
84 | General | 336.10.f |  | 17143185.3348 |  | W/S | 1 |  | 17143185.3348
85 | Intangible | 336.1.f |  | 0 |  | W/S | 1 |  | 0
86 | TOTAL DEPRECIATION AND AMORTIZATI0N | (Ln 83+84+85) |  | 219409644.5893 |  |  |  |  | 219409644.5893
87 | TAXES OTHER THAN INCOME | (Note N)
88 | Labor Related
89 | Payroll | Worksheet H ln 23.(D) |  | 0 |  | W/S | 1 |  | 0
90 | Plant Related
91 | Property | Worksheet H-p2 ln 3.(C) & ln 3.(G) |  | 274820000 |  | DA | 1 |  | 274820000
92 | Gross Receipts/Sales & Use | Worksheet H ln 23.(F) |  | 4560 |  | NA | 0 |  | 0
93 | Other | Worksheet H ln 23.(E) |  | 0 |  | GP | 1 |  | 0
94 | TOTAL OTHER TAXES | (sum lns 89 to 93) |  | 274824560 |  |  |  |  | 274820000
95 | INCOME TAXES | (Note O)
96 | T=1 - {[(1 - SIT) * (1 - FIT)] / (1 - SIT * FIT * p)} = |  |  | 21.19%
97 | EIT=(T/(1-T)) * (1-(WCLTD/WACC)) = |  |  | 19.6%
98 | where WCLTD=(ln 136) and WACC = (ln 139)
99 | and FIT, SIT & p are as given in Note O.
100 | GRCF=1 / (1 - T) = (from ln 96) |  |  | 1.2689
101 | Amortized Investment Tax Credit (enter negative) | (FF1 p.114, ln 19.c) |  | 0
102 | Excess Deferred Income Tax | (Note T) |  | 399740.0575 |  | NP(h) | 1 |  | 399740.0575
103 | Tax Effect of Permanent and Flow-Through Differences | (Note T) |  | 1090821.464 |  | NP(h) | 1 |  | 1090821.464
104 | Income Tax Calculation | (ln 97 * ln 109) |  | 79813654.9858 |  |  |  |  | 79951066.2092
105 | ITC adjustment | (ln 100 * ln 101) |  | 0 |  | NP(h) | 1 |  | 0
106 | Excess Deferred Income Tax | (ln 100 * ln 102) |  | 507217.3945 |  |  |  |  | 507217.3945
107 | Tax Effect of Permanent and Flow-Through Differences | (ln 100 * ln 103) |  | 1384108.5238 |  |  |  |  | 1384108.5238
108 | TOTAL INCOME TAXES | (sum lns 104 to 107) |  | 81704980.9041 |  |  |  |  | 81842392.1275
109 | RETURN ON RATE BASE (Rate Base*WACC) | (ln 58 * ln 139) |  | 407122928.0615 |  |  |  |  | 407823851.4768
110 | INTEREST ON IPP CONTRIBUTION FOR CONST. (Note F) (Worksheet D, ln 2.(B)) |  |  | 0 |  | DA | 1 |  | 0
111 | (Gains) / Losses on Sales of Plant Held for Future Use (Worksheet N, ln 4, Cols. ((F) & (H)) |  |  | 0 |  |  |  |  | 0
112 | Tax Impact on Net Loss / (Gain) on Sales of Plant Held for Future Use (ln 111 * ln97) |  |  | 0 |  |  |  |  | 0
113 | TOTAL REVENUE REQUIREMENT |  |  | 1059683014.9931 |  |  |  |  | 1060516789.6319
(sum lns 81, 86, 94, 108, 109, 110, 111, 112)
AEPTCo subsidiaries in PJM
Transmission Cost of Service Formula Rate
Utilizing Actual/Projected FERC Form 1 Data
AEP Ohio Transmission Company
SUPPORTING CALCULATIONS
ln
No. | TRANSMISSION PLANT INCLUDED IN PJM TARIFF
114 | Total transmission plant | (ln 19) | [6 empty] | 6935189789.4374
115 | Less transmission plant excluded from PJM Tariff (Worksheet A, ln 42.(d)) (Note P) | [7 empty] | 0
116 | Less transmission plant included in OATT Ancillary Services (Worksheet A, ln 42, Col. (b)) (Note Q) | [7 empty] | 0
117 | Transmission plant included in PJM Tariff | (ln 114 - ln 115 - ln 116) | [6 empty] | 6935189789.4374
118 | Percent of transmission plant in PJM Tariff | (ln 117 / ln 114) | [5 empty] | TP= | 1
119 | WAGES & SALARY ALLOCATOR (W/S) | (Note R) | Direct Payroll | Payroll Billed from AEP Service Corp. | Total
120 | Line Deliberately Left Blank
121 | Transmission | 354.21.b | 0 | 18320109.5615 | 18320109.5615 | TP | 1 |  | 18320109.5615
122 | Regional Market Expenses | 354.22.b | 0 | 0 | 0 | NA | 0 |  | 0
123 | Line Deliberately Left Blank
124 | Other (Excludes A&G) | 354.24,25,26.b | 0 | 0 | 0 | NA | 0 |  | 0
125 | Total | (sum lns 121, 122, & 124) | 0 | 18320109.5615 | 18320109.5615 |  |  |  | 18320109.5615
126 | Transmission related amount | [6 empty] | W/S= | 1
Actual (Uncapped) Capital Structure
127 | WEIGHTED AVERAGE COST OF CAPITAL (WACC) | [7 empty] | $
128 | Long Term Interest | (Worksheet M, ln.36, col.(d)) | [6 empty] | 126600397.0549
129 | Preferred Dividends | (Worksheet M, ln. 45, col.(d)) | [6 empty] | 0
130 | Development of Common Stock:
131 | Proprietary Capital | (Worksheet M, ln. 14, col.(b)) | [6 empty] | 3459954423.7914
132 | Less: Preferred Stock | (Worksheet M, ln. 14, col.(c)) | [6 empty] | 0
133 | Less: Account 216.1 | (Worksheet M, ln. 14, col.(d)) | [6 empty] | 0
134 | Less: Account 219 | (Worksheet M, ln. 14, col.(e)) | [6 empty] | 0
135 | Common Stock | (ln 131 - ln 132 - ln 133 - ln 134) | [6 empty] | 3459954423.7914
|  |  |  | Capital Structure Percentages |  |  | Cost
|  |  |  | $ | % | Cap Limit | (Note S) |  | Weighted
136 | Long Term Debt (Note S) Worksheet M, ln 28, col. (g), ln 37, col. (d)) |  |  | 2829157584.6927 | 44.99% | 45% | 4.475% |  | 0.02013
137 | Preferred Stock (ln 132) |  |  | 0 | 0% | 0% | 0% |  | 0
138 | Common Stock (ln 135) |  |  | 3459954423.7914 | 55.01% | 55% | 9.85% |  | 0.05419
139 | Total (Sum lns 136 to 138) |  |  | 6289112008.4841 | 100% |  |  | WACC= | 0.07432
140 | Capital Structure Equity Limit (Note Z) | 55%
AEP OPERATING COMPANIES' COMPOSITE (Note S)
140 | WEIGHTED AVERAGE COST OF CAPITAL (WACC) | [7 empty] | $
141 | Long Term Interest | (Worksheet Q, ln. 132) | [6 empty] | 0
142 | Preferred Dividends | (Worksheet Q, ln. 134) | [6 empty] | 0
143 | Development of Common Stock:
144 | Proprietary Capital | (Worksheet Q, ln. 135) | [6 empty] | #DIV/0!
145 | Less: Preferred Stock | (Worksheet Q, ln. 136) | [6 empty] | 0
146 | Less: Account 216.1 | (Worksheet Q, ln. 137) | [6 empty] | #DIV/0!
147 | Less: Account 219 | (Worksheet Q, ln. 138) | [6 empty] | #DIV/0!
148 | Common Stock | (ln 144 - ln 145 - ln 146 - ln 147) | [6 empty] | #DIV/0!
149 |  |  |  | % | $ |  | Cost |  | Weighted
150 | Long Term Debt (Worksheet Q, ln 140) |  |  | #DIV/0! | #DIV/0! |  | #DIV/0! |  | #DIV/0!
151 | Preferred Stock (Worksheet Q, ln 141) |  |  | #DIV/0! | #DIV/0! |  | 0% |  | #DIV/0!
152 | Common Stock (Worksheet Q, ln 142) |  |  | #DIV/0! | #DIV/0! |  | 11.49% |  | #DIV/0!
153 | Total (Worksheet Q, ln 143) |  |  |  | #DIV/0! |  |  | WACC= | #DIV/0!
AEPTCo subsidiaries in PJM
Transmission Cost of Service Formula Rate
Utilizing Actual/Projected FERC Form 1 Data
AEP Ohio Transmission Company
Letter |  |  | Notes |  |  |  | .
General Notes: a) References to data from Worksheets are indicated as: Worksheet X, Line#.Column.X
A | Revenue credits include:
1) Forfeited Discounts.
2) Miscellaneous Service Revenues.
3) Rental revenues earned on assets included in the rate base.
4) Revenues for associated business projects provided by employees whose labor and overhead costs are in the transmission cost of service.
5) Other electric revenues.
6) Revenues for grandfathered PTP contracts included in the load divisor.
7) If AEP Transmission Companies have any directly assigned transmission facilities, the revenue credits in the formula rate
shall include all revenues associated with those directly assigned transmission facilities, irrespective of whether the loads
of the customer are included in the formula rate divisor; provided however, such addition to revenue credits shall not be reflected if the costs of such directly
assigned transmission facilities are not included in the transmission plant balances on which the formula rate ATRR is based.
See Worksheet E for details.
B | The annual and monthly net plant carrying charges on page 1 are used to compute the revenue requirement for RTEP sponsored upgrades or those projects receiving approved incentive-ROE's. Interest will be calculated based on Worksheet R and any over under recovery will be filed and posted as part of the informational filing.
C | Transmission Plant Balances in this study are projected or actual average 13 month balances.
D | The total-company balances shown for Accounts 281, 282, 283, 190 only reflect ADIT that relates to utility operations. The balance of Account 255 is reduced by prior flow
throughs and is completely excluded if the utility chose to utilize amortization of tax credits against FIT expense. An exception to this is pre-1971 ITC balances, which are
required to be taken as an offset to rate base. Account 281 is not allocated. In compliance with FERC Rulemaking RM02-7-000, Asset Retirement Obligation deferrals have
been removed from ratebase. Transmission ADIT allocations are shown on WS B.
In compliance with FERC Rulemaking the calculation of ADIT in the annual projection will be performed in accordance
with IRS regulation Section 1.167(I)-I(h)(6)(ii). Detailed balances for the projected or actual period, distinguished between utility and non-utility
balances, will be filed and posted as part of the informational filing.
The company will not include the ADIT portion of deferred hedge gains and losses in rate base.
E | Cash Working Capital assigned to transmission is one-eighth of O&M allocated to transmission, as shown on line 66. It excludes:
1) Load Scheduling & Dispatch Charges in account 561 that are collected in the OATT Ancilliary Services Revenue, as shown on line 63.
2) Costs of Transmission of Electricity by Others, as described in Note H.
3) The impact of state regulatory deferrals and amortizations, as shown on line 65
4) All A&G Expenses, as shown on line 78.
F | Consistent with Paragraph 657 of Order 2003-A, the amount on line 57 is equal to the balance of IPP System Upgrade Credits owed to transmission customers that
made contributions toward the construction of System upgrades, and includes accrued interest and unreturned balance of contributions. The annual interest
expense is included on line 110.
G | Removes from the cost of service the Load Scheduling and Dispatch expenses booked to accounts 561.1 through 561.8. Expenses recorded in these accounts, with the exception of 561.4 & 561.8 (lines 16 & 17 above) are recovered in Schedule 1A, OATT ancillary services rates. See Worksheet F, lines 5 through 14, for descriptions and the Form 1 Source of these accounts' balances.
H | Removes cost of transmission service provided by others to determine the basis of cash working capital on line 66. To the extent such service is incurred to provide the PJM service at issue, e.g. lease payments to affiliates, such costs are added back on line 80 to determine the total O&M collected in the formula. The amounts on line80 is also excluded in the calculation of the FCR percentage calculated on lines 6 through 12.
The addbacks on line80 of activity recorded in 565 represents inter-company sales or purchases of transmission capacity necessary to meet each AEP company's transmission load relative to their available transmission capacity.
The company records referenced on line80 is the AEP Ohio Transmission Company general ledger.
I | Removes the impact of state regulatory deferrals or their amortization from Transmission O&M expense.
J | General Plant and Administrative & General expenses, other than in accounts 924, 928, and 930, will be functionalized based on the Wages & Salaries "W/S" allocator. The allocation basis for accounts 924, 928 and 930 are separately presented in the formula. A change in the allocation method for an account must be approved via a 205 filing with the FERC.
K | The Post-employment Benefit Other than Pension (PBOP) expense is fixed based on an approved ratio of PBOP expense to direct labor expense.
L | Expenses reported for these A&G accounts will be included in the cost of service only to the extent they are directly assignable to transmission service. Worksheet F allocates
these expense items. Acct 928 Includes Regulatory Commission expenses itemized in FERC Form-1 at page 351, column H. FERC Assessment Fees and Annual Charges
shall not be allocated to transmission. Only safety-related and educational advertising costs in Account 930.1 are included in the TCOS. Account 930.2 includes the
expenses incurred by the transmission function for Associated Business Development revenues given as a credit to the TCOS on Worksheet E.
M | See note K above. Recoverable PBOP expense is based on a rate of $(0.058) cents per dollar of direct labor. This rate may be adjusted up or down every four years based on a comparison of the Allowable TransCo PBOP Expense and the Actual PBOP Expense for a four year Historic and four year Projected period. If the over or under collection is greater than plus or minus 20% of the recoverable amount, an adjustment will be proposed in a Section 205 rate filing.
N | Includes only FICA, unemployment, highway, property and other assessments. Gross receipts, sales & use and taxes related to income are excluded.
O | The currently effective income tax rate, where FIT is the Federal income tax rate; SIT is the State income tax rate, and p =
the percentage of federal income tax deductible for state income taxes. See Worksheet G for the development of the Company's composite SIT.
A utility that elected to utilize amortization of tax credits against taxable income, rather than book tax credits to Account No. 255 and reduce rate base, must reduce its income tax
expense by the amount of the Amortized Investment Tax Credit (Form 1, 266.8.f)
(ln 101) multiplied by (1/1-T) . If the applicable tax rates are zero enter 0.
| Inputs Required: | FIT = | 21%
|  | SIT= | 0.24% | (State Income Tax Rate or Composite SIT. Worksheet G))
|  | p = | 0% | (percent of federal income tax deductible for state purposes)
The formula rate shall reflect the applicable state and federal statutory tax rates in effect during the period the calculated estimated unit charges are applicable. If the statutory tax rates change during such period, the effective tax rates used in the formula shall be weighted by the number of days the pre-ochange rate and post-change rate each is in effect.
P | Removes plant excluded from the OATT because it does not meet the PJM's definition of Transmission Facilities or is otherwise ineligible to be recovered under the OATT.
Q | Removes transmission plant (e.g. step-up transformers) included in the development of OATT ancillary service rates and not already removed for reasons indicated in Note P.
R | Includes functional wages & salaries billed by AEP Service Corporation for support of the operating company.
S | Long Term Debt cost rate = long-term interest (Ln 128)/average long term debt (Ln 136). Preferred Stock cost rate = preferred dividends (Ln 129)/preferred outstanding (ln 137).
Common Stock cost rate (ROE) = 11.49%, the rate accepted by FERC in Docket No. ER10-355. It includes an additional 50 basis points for PJM RTO membership. All Transmission Companies other than AEP Appalachian Transmission Company utilize their own capital structure and costs as shown on Worksheet M. The calculations on Worksheet M will use the projected or actual 13 month average balances of long-term debt, common and preferred equity and calendar year long term debt interest expenses, preferred dividends and approved ROE. The long term debt balances and long term debt cost rate shall not include any amounts related to hedging activity. As shown on Worksheet Q, the AEP Appalachian Transmission Company capital structure and weighted cost of capital (WACC) shall be based on the weighted composite of the AEP East Operating Companies beginning and ending average outstanding LTD and PS issuances with the common equity portion in Docket No. ER08-1329, and (2) the weighted composite LTD and PS cost using projected or actual calendar year LTD expense and PS dividends of the AEP East Operating Companies excluding all interest rate hedging costs and/or gains, until the Company establishes its own actual capital structure.
T | Excess / (Deficit) Deferred Income Taxes will be amortized over the average remaining life of the assets to which it relates, unless the Commission requires a different amortization period. The Tax Effect of Permanent Differences captures the differences in the income taxes due under the Federal and State tax calculations that are not the result of a timing difference, including but not limited to depreciation related to capitalized AFUDC equity and meals and entertainment deductions. The Tax Effect of Flow-Through differences captures current tax expense related to timing differences on items for which tax deductions were used to reduce customer rates through the use of flow-through accounting in a prior period. Transmission balances for the projected or actual period, will be filed and posted as part of the informational filing.
U | Cash investment in prepaid pension and benefits recorded in FERC Account 165 is permitted to be included in the formula. A labor expense allocation factor will be used to allocate total company costs. All other prepayments recorded in FERC Account 165 are directly assigned to the transmission function, allocated or excludable balances detailed on Worksheet C.
V | The formula rate shall allocate property tax expense based on the as filed net plant cost allocation method detailed on Worksheet H.
W | AEP Transmission Companies will record depreciation expense using composites of the depreciation rates shown on Worksheet P which rates will not be changed absent a Section 205 or 206 filing at FERC to seek a change in depreciation rates. No other changes to the formula rate may be included in that filing.
X | Under Section 30.9 of the PJM OATT, a network customer that owns existing transmission facilities that are integrated with the Transmission Provider's Transmission System may be eligible to receive consideration either through a billing credit or some other mechanism. Calculation of any credit under this subsection, pursuant to approval by FERC for inclusion in this formula rate for collection on behalf of the network customer, shall be addressed in either the Network Customer's Service Agreement or any other agreement between the parties.
Y | The cost of service will make a rate base adjustment to remove unfunded reserves associated with contingent liabiliites recorded to Accounts 228.1-228.4 from rate base.
Z | Per the settlement in EL17-13, equity is limited to 55% of the Company's capital structure. If the percentage of actual equity exceeds the cap, the excess is included as long term debt in the capital structure.

## WS A - Rate Base Support
AEPTCo subsidiaries in PJM | AEPTCo subsidiaries in PJM | AEPTCo subsidiaries in PJM | AEPTCo subsidiaries in PJM | AEPTCo subsidiaries in PJM | AEPTCo subsidiaries in PJM | AEPTCo subsidiaries in PJM
Cost of Service Formula Rate Using Actual/Projected FF1 Balances
Worksheet A Rate Base
AEP Ohio Transmission Company
Gross Plant In Service
Line No | Month | Transmission | Transmission ARO | General | General ARO | Intangible
| (a) | (b) | (c) | (d) | (e) | (f)
| (Note A) | FF1, page 207 Col.(g) & pg. 206 Col. (b), ln 58 | FF1, page 207 Col.(g) & pg. 206 Col. (b), ln 57 | FF1, page 207 Col.(g) & pg. 206 Col. (b), ln 99 | FF1, page 207 Col.(g) & pg. 206 Col. (b), ln 98 | FF1, page 205 Col.(g) & pg. 204 Col. (b), ln 5
1 | December Prior to Rate Year | 6754417979.1268 |  | 303846338.571
2 | January | 6773303855.7977 |  | 307050922.4989
3 | February | 6781538696.3818 |  | 312308073.324
4 | March | 6793011605.2674 |  | 335887848.1004
5 | April | 6801936070.2678 |  | 339940147.9599
6 | May | 6819871774.1014 |  | 341572251.0044
7 | June | 6906359785.2327 |  | 342036349.4304
8 | July | 6950941582.8549 |  | 343712259.5811
9 | August | 7011147149.5639 |  | 353249731.7354
10 | September | 7054750144.1447 |  | 363778615.7079
11 | October | 7104981092.3538 |  | 372532040.6428
12 | November | 7156832881.4326 |  | 408389940.707
13 | December of Rate Year | 7248374646.1611 |  | 478676048.7183
14 | Average of the 13 Monthly Balances | 6935189789.4374 | 0 | 354075428.3063 | 0 | 0
Accumulated Depreciation
Line No | Month | Transmission | Transmission ARO | General | General ARO | Intangible
| (a) | (b) | (c) | (d) | (e) | (f)
| (Note A) | FF1, page 219, ln 25, Col. (b) | Company Records (Included in total in Column (b)) | FF1, page 219, ln 28, Col. (b) | Company Records (Included in total in Column (d)) | FF1, page 200, ln 21, Col. (b)
15 | December Prior to Rate Year | 1082407739.1245 |  | 62474010.4807
16 | January | 1098572837.3925 |  | 63850051.2003
17 | February | 1114782224.7049 |  | 65233702.7977
18 | March | 1130528941.225 |  | 64081636.3989
19 | April | 1146787645.091 |  | 65501041.043
20 | May | 1163072538.6704 |  | 66930069.8943
21 | June | 1179067521.6896 |  | 66607182.33
22 | July | 1195584806.2867 |  | 68018543.7109
23 | August | 1212204300.3688 |  | 69433986.0879
24 | September | 1228538098.6292 |  | 68665781.3115
25 | October | 1245387779.8342 |  | 70100877.9954
26 | November | 1262351936.4477 |  | 71556950.9023
27 | December of Rate Year | 1278937417.8546 |  | 70498730.8674
28 | Average of the 13 Monthly Balances | 1179863368.2553 | 0 | 67150197.3092 | 0 | 0
Line No | Month | OATT Ancillary Services (GSU) Plant In Service | OATT Ancillary Services (GSU) Accumulated Depreciation | Excluded Plant - Plant In Service | Excluded Plant - Accumulated Depreciation
| (a) | (b) | (c) | (d) | (e)
| (Note A) | Company Records (included in total in column (b) of gross plant above) | Company Records (included in total in column (b) of accumulated depreciation above) | Company Records | Company Records
29 | December Prior to Rate Year | 0 | 0 | 0 | 0
30 | January | 0 | 0 | 0 | 0
31 | February | 0 | 0 | 0 | 0
32 | March | 0 | 0 | 0 | 0
33 | April | 0 | 0 | 0 | 0
34 | May | 0 | 0 | 0 | 0
35 | June | 0 | 0 | 0 | 0
36 | July | 0 | 0 | 0 | 0
37 | August | 0 | 0 | 0 | 0
38 | September | 0 | 0 | 0 | 0
39 | October | 0 | 0 | 0 | 0
40 | November | 0 | 0 | 0 | 0
41 | December of Rate Year | 0 | 0 | 0 | 0
42 | Average of the 13 Monthly Balances | 0 | 0 | 0 | 0
43 | Transmission Accumulated Depreciation net of GSU, and Other Excludable Balances (Ln 28d - 42c - 42e) | 1179863368.2553
Plant Held For Future Use |  | Source of Data | Balance @ December 31, 2026 | Balance @ December 31, 2025 | Average Balance for 2026
| (a) | (b) | (c) | (d) | (e)
44 | Plant Held For Future Use | FF1, page 214, ln 47, Col. (d) | 0 | 0 | 0
45 | Transmission Plant Held For Future Use (Included in total on line 43) | Company Records - Note 1 | 0 | 0 | 0
Regulatory Assets and Liabilities Approved for Recovery In Ratebase
Note: Regulatory Assets & Liabilities can only be included in ratebase pursuant to a 205 filing with the FERC.
46 |  |  |  |  | 0
47 |  |  |  |  | 0
48 |  |  |  |  | 0
49 |  |  |  |  | 0
50 |  |  |  |  | 0
51 | Total Regulatory Deferrals Included in Ratebase |  | 0 | 0 | 0
Unfunded Reserves Summary (Company Records)
52 | Description | Account
53a |  |  |  |  | 0
53b |  |  |  |  | 0
54 |  | Total | 0 | 0 | 0
NOTE 1: On this worksheet, "Company Records" refers to AEP's property accounting ledger.
NOTE 2: The ratebase should not include the unamoritzed balance of hedging gains or losses.

## WS B ADIT & ITC
AEPTCo subsidiaries in PJM | AEPTCo subsidiaries in PJM | AEPTCo subsidiaries in PJM | AEPTCo subsidiaries in PJM | AEPTCo subsidiaries in PJM | AEPTCo subsidiaries in PJM | AEPTCo subsidiaries in PJM | AEPTCo subsidiaries in PJM | AEPTCo subsidiaries in PJM
Cost of Service Formula Rate Using Actual/Projected FF1 Balances
Worksheet B Supporting ADIT and ITC Balances
AEP Ohio Transmission Company
|  | (A) | (B) | (C) |  | (D) |  | (E)
Line |  |  |  | Balance @ December 31, 2026 |  | Balance @ December 31, 2025 |  | Average Balance for 2026
Number |  | Description | Source
1 |  | Account 281
2 |  | Year End Utility Deferrals | FF1, p. 272 - 273, ln 8, Col. (k) | 0 |  | 0 |  | 0
3 |  | Less: ARO Related Deferrals | WS B-1 - Actual Stmt. AF Ln. 4 (Note 1) | 0 |  | 0 |  | 0
4 |  | Less: Other Excluded Deferrals | WS B-1 - Actual Stmt. AF Ln. 3 (Note 1) | 0 |  | 0 |  | 0
5 |  | Transmission Related Deferrals | Ln 2 - ln 3 - ln 4 | 0 |  | 0 |  | 0
6 |  | Account 282
7 |  | Year End Utility Deferrals | FF1, p. 274 - 275, ln 5, Col. (k) | 589809365.2922 |  | 542243262.0663 |  | 566026313.6793
8 |  | Less: ARO Related Deferrals | WS B-1 - Actual Stmt. AF Ln. 7 (Note 1) | 0 |  | 0 |  | 0
9 |  | Less: Other Excluded Deferrals | WS B-1 - Actual Stmt. AF Ln. 6 (Note 1) | 21422926.862 |  | -4238877.23 |  | 8592024.816
10 |  | Transmission Related Deferrals | Ln 7 - ln 8 - ln 9 | 568386438.4303 |  | 546482139.2963 |  | 557434288.8633
11 |  | Account 283
12 |  | Year End Utility Deferrals | FF1, p. 276 - 277, ln 9, Col. (k) | 26078287.1179 |  | 26097578.8808 |  | 26087932.9993
13 |  | Less: ARO Related Deferrals | WS B-1 - Actual Stmt. AF Ln. 13 (Note 1) | 0 |  | 0 |  | 0
14 |  | Less: Other Excluded Deferrals | WS B-1 - Actual Stmt. AF Ln. 12 (Note 1) | 19365582.47 |  | 19365582.47 |  | 19365582.47
15 |  | Transmission Related Deferrals | Ln 12 - ln 13 - ln 14 | 6712704.6479 |  | 6731996.4108 |  | 6722350.5293
16 |  | Account 190
17 |  | Year End Utility Deferrals | FF1, p. 234, ln 8, Col. (c) | 19824115.236 |  | 22193472.9146 |  | 21008794.0753
18 |  | Less: ARO Related Deferrals | WS B-2 - Actual Stmt. AG Ln. 4 (Note 1) | 0 |  | 0 |  | 0
19 |  | Less: Other Excluded Deferrals | WS B-2 - Actual Stmt. AG Ln. 3 (Note 1) | 18526434.52 |  | 18526434.52 |  | 18526434.52
20 |  | Transmission Related Deferrals | Ln 17 - ln 18 - ln 19 | 1297680.716 |  | 3667038.3946 |  | 2482359.5553
21 |  | Account 255
22 |  | Year End ITC Balances | FF1, p. 266-267, ln 8, Col. (h) |  |  |  |  | 0
23 |  | Less: Balances Not Qualified for Ratebase | Company Records - Note 1 |  |  |  |  | 0
24 |  | ITC Balances Includeable in Ratebase | Ln 22 - ln 23 | 0 |  | 0 |  | 0
25 |  | Transmission Related Deferrals | WS B-1 - Actual Stmt. AF Ln. 20 (Note 1) |  |  |  |  | 0
NOTE 1 |  | On this worksheet, "Company Records" refers to AEP's tax forecast and accounting ledger. The PTRR will use
projected ending balances and reflect proration required by IRS Letter Rule Section I.I67(I)-I(h)(6)(ii). Line item detail of actual deferred tax items will be included on Worksheets B-1 and B-2.
NOTE 2 | ADIT balances should exclude balances related to hedging activity.

## WS B-1 - Actual Stmt. AF
AEP Ohio Transmission Company
SPECIFIED DEFERRED CREDITS - Actual Cycle Only
PERIOD ENDED DECEMBER 31, 2026
(DEBIT) CREDIT
| COLUMN A | COLUMN B | COLUMN C | COLUMN D | COLUMN E | COLUMN F | COLUMN G | COLUMN H | COLUMN I | COLUMN J | COLUMN K | COLUMN L | COLUMN M | COLUMN N | COLUMN O
|  | PER BOOKS |  | NON-APPLICABLE/NON-UTILITY |  | AVERAGE | FUNCTIONALIZATION AVERAGE |  |  | FUNCTIONALIZATION 12/31/2025 |  |  | FUNCTIONALIZATION 12/31/2026
ELECTRIC
|  | BALANCE AS | BALANCE AS | BALANCE AS | BALANCE AS | UTILITY
| ACCUMULATED DEFERRED FIT ITEMS | OF 12-31-2025 | OF 12-31-2026 | OF 12-31-2025 | OF 12-31-2026 | (B+C+D+E)/2 | GENERATION | TRANSMISSION | DISTRIBUTION | GENERATION | TRANSMISSION | DISTRIBUTION | GENERATION | TRANSMISSION | DISTRIBUTION
1 | ACCOUNT 281:
2.01
2.02 |  | 0 | 0 |  |  | 0 | 0 | 0 | 0
2.03
2.04 |  | 0 | 0 | 0 | 0 | 0
2.05 |  | 0 | 0 | 0 | 0 | 0
2.06 |  | 0 | 0 | 0 | 0 | 0
3 | TOTAL ACCOUNT 281 | 0 | 0 | 0 | 0 | 0 | 0 | 0 | 0 | 0 | 0 | 0 | 0 | 0 | 0
4 | ACCOUNT 281 - ARO-Related Deferrals | 0 | 0 | 0 | 0 | 0 | 0 | 0 | 0 | 0 | 0 | 0 | 0 | 0 | 0
5 | ACCOUNT 282:
5.01 |  | 0 | 0 |  |  | 0 | 0 | 0 | 0
5.02 |  | 0 | 0 |  |  | 0 | 0 | 0 | 0
5.03 |  | 0 | 0 |  |  | 0 | 0 | 0 | 0
5.04 |  | 0 | 0 |  |  | 0 | 0 | 0 | 0
5.05 |  | 0 | 0 |  |  | 0 | 0 | 0 | 0
5.06 |  | 0 | 0 |  |  | 0 | 0 | 0 | 0
5.07 |  | 0 | 0 |  |  | 0 | 0 | 0 | 0
5.08 |  | 0 | 0 |  |  | 0 | 0 | 0 | 0
5.09 |  | 0 | 0 |  |  | 0 | 0 | 0 | 0
5.1 |  | 0 | 0 |  |  | 0 | 0 | 0 | 0
5.11 |  | 0 | 0 |  |  | 0 | 0 | 0 | 0
5.12 |  | 0 | 0 |  |  | 0 | 0 | 0 | 0
5.13 |  | 0 | 0 |  |  | 0 | 0 | 0 | 0
5.14 |  | 0 | 0 |  |  | 0 | 0 | 0 | 0
5.15 |  | 0 | 0 |  |  | 0 | 0 | 0 | 0
5.16 |  | 0 | 0 |  |  | 0 | 0 | 0 | 0
5.17 |  | 0 | 0 |  |  | 0 | 0 | 0 | 0
5.18 |  | 0 | 0 |  |  | 0 | 0 | 0 | 0
5.19 |  | 0 | 0 |  |  | 0 | 0 | 0 | 0
5.2 |  | 0 | 0 |  |  | 0 | 0 | 0 | 0
5.21 |  | 0 | 0 |  |  | 0 | 0 | 0 | 0
5.22 |  | 0 | 0 |  |  | 0 | 0 | 0 | 0
5.23 |  | 0 | 0 |  |  | 0 | 0 | 0 | 0
5.24 |  | 0 | 0 |  |  | 0 | 0 | 0 | 0
5.25 |  | 0 | 0 |  |  | 0 | 0 | 0 | 0
5.26 |  | 0 | 0 |  |  | 0 | 0 | 0 | 0
5.27 |  | 0 | 0 |  |  | 0 | 0 | 0 | 0
5.28 |  | 0 | 0 |  |  | 0 | 0 | 0 | 0
5.29 |  | 0 | 0 |  |  | 0 | 0 | 0 | 0
5.3 |  | 0 | 0 |  |  | 0 | 0 | 0 | 0
5.31 |  | 0 | 0 |  |  | 0 | 0 | 0 | 0
5.32 |  | 0 | 0 |  |  | 0 | 0 | 0 | 0
5.33 |  | 0 | 0 |  |  | 0 | 0 | 0 | 0
5.34 |  | 0 | 0 |  |  | 0 | 0 | 0 | 0
5.35 |  | 0 | 0 |  |  | 0 | 0 | 0 | 0
5.36 |  | 0 | 0 |  |  | 0 | 0 | 0 | 0
5.37 |  | 0 | 0 |  |  | 0 | 0 | 0 | 0
5.38 |  | 0 | 0 |  |  | 0 | 0 | 0 | 0
5.39 |  |  |  | 0 | 0 | 0
5.4 |  |  |  | 0 | 0 | 0
5.41 |  |  |  | 0 | 0 | 0
6 | TOTAL ACOUNT 282 | 0 | 0 | 0 | 0 | 0 | 0 | 0 | 0 | 0 | 0 | 0 | 0 | 0 | 0
7 | ACCOUNT 282 - ARO-Related Deferals | 0 | 0 | 0 | 0 | 0 | 0 | 0 | 0 | 0 | 0 | 0 | 0 | 0 | 0
8 | ACCOUNT 283:
9.01 |  | 0 | 0 |  |  | 0 | 0 | 0 | 0
9.02 |  | 0 | 0 |  |  | 0 | 0 | 0 | 0
9.03 |  | 0 | 0 |  |  | 0 | 0 | 0 | 0
9.04 |  | 0 | 0 |  |  | 0 | 0 | 0 | 0
9.05 |  | 0 | 0 |  |  | 0 | 0 | 0 | 0
9.06 |  | 0 | 0 |  |  | 0 | 0 | 0 | 0
9.07 |  | 0 | 0 |  |  | 0 | 0 | 0 | 0
9.08 |  | 0 | 0 |  |  | 0 | 0 | 0 | 0
9.09 |  | 0 | 0 |  |  | 0 | 0 | 0 | 0
9.1 |  | 0 | 0 |  |  | 0 | 0 | 0 | 0
9.11 |  | 0 | 0 |  |  | 0 | 0 | 0 | 0
9.12 |  | 0 | 0 |  |  | 0 | 0 | 0 | 0
9.13 |  | 0 | 0 |  |  | 0 | 0 | 0 | 0
9.14 |  | 0 | 0 |  |  | 0 | 0 | 0 | 0
9.15 |  | 0 | 0 |  |  | 0 | 0 | 0 | 0
9.16 |  | 0 | 0 |  |  | 0 | 0 | 0 | 0
9.17 |  | 0 | 0 |  |  | 0 | 0 | 0 | 0
9.18 |  | 0 | 0 |  |  | 0 | 0 | 0 | 0
9.19 |  | 0 | 0 |  |  | 0 | 0 | 0 | 0
9.2 |  | 0 | 0 |  |  | 0 | 0 | 0 | 0
9.21 |  | 0 | 0 |  |  | 0 | 0 | 0 | 0
9.22 |  | 0 | 0 |  |  | 0 | 0 | 0 | 0
9.23 |  | 0 | 0 |  |  | 0 | 0 | 0 | 0
9.24 |  | 0 | 0 |  |  | 0 | 0 | 0 | 0
9.25 |  | 0 | 0 |  |  | 0 | 0 | 0 | 0
9.26 |  | 0 | 0 |  |  | 0 | 0 | 0 | 0
9.27 |  | 0 | 0 |  |  | 0 | 0 | 0 | 0
9.28 |  | 0 | 0 |  |  | 0 | 0 | 0 | 0
9.29 |  | 0 | 0 |  |  | 0 | 0 | 0 | 0
9.3 |  | 0 | 0 |  |  | 0 | 0 | 0 | 0
9.31 |  | 0 | 0 |  |  | 0 | 0 | 0 | 0
9.32 |  | 0 | 0 |  |  | 0 | 0 | 0 | 0
9.33 |  | 0 | 0 |  |  | 0 | 0 | 0 | 0
9.34 |  | 0 | 0 |  |  | 0 | 0 | 0 | 0
9.35 |  | 0 | 0 |  |  | 0 | 0 | 0 | 0
9.36 |  | 0 | 0 |  |  | 0 | 0 | 0 | 0
9.37 |  | 0 | 0 |  |  | 0 | 0 | 0 | 0
9.38 |  | 0 | 0 |  |  | 0 | 0 | 0 | 0
9.39 |  | 0 | 0 |  |  | 0 | 0 | 0 | 0
9.4 |  | 0 | 0 |  |  | 0 | 0 | 0 | 0
9.41 |  | 0 | 0 |  |  | 0 | 0 | 0 | 0
9.42 |  | 0 | 0 |  |  | 0 | 0 | 0 | 0
9.43 |  | 0 | 0 |  |  | 0 | 0 | 0 | 0
9.44 |  | 0 | 0 |  |  | 0 | 0 | 0 | 0
9.45 |  | 0 | 0 |  |  | 0 | 0 | 0 | 0
9.46 |  | 0 | 0 |  |  | 0 | 0 | 0 | 0
9.47 |  | 0 | 0 |  |  | 0 | 0 | 0 | 0
9.48 |  | 0 | 0 |  |  | 0 | 0 | 0 | 0
9.49 |  | 0 | 0 |  |  | 0 | 0 | 0 | 0
9.5 |  | 0 | 0 |  |  | 0 | 0 | 0 | 0
9.51 |  | 0 | 0 |  |  | 0 | 0 | 0 | 0
9.52 |  | 0 | 0 |  |  | 0 | 0 | 0 | 0
9.53 |  | 0 | 0 |  |  | 0 | 0 | 0 | 0
9.54 |  | 0 | 0 |  |  | 0 | 0 | 0 | 0
9.55 |  | 0 | 0 |  |  | 0 | 0 | 0 | 0
9.56 |  | 0 | 0 |  |  | 0 | 0 | 0 | 0
9.57 |  | 0 | 0 |  |  | 0 | 0 | 0 | 0
9.58 |  | 0 | 0 |  |  | 0 | 0 | 0 | 0
9.59 |  | 0 | 0 |  |  | 0 | 0 | 0 | 0
9.6 |  | 0 | 0 |  |  | 0 | 0 | 0 | 0
9.61 |  | 0 | 0 |  |  | 0 | 0 | 0 | 0
9.62 |  | 0 | 0 |  |  | 0 | 0 | 0 | 0
9.63 |  | 0 | 0 |  |  | 0 | 0 | 0 | 0
9.64 |  | 0 | 0 |  |  | 0 | 0 | 0 | 0
9.65 |  | 0 | 0 |  |  | 0 | 0 | 0 | 0
9.66 |  | 0 | 0 |  |  | 0 | 0 | 0 | 0
9.67 |  | 0 | 0 |  |  | 0 | 0 | 0 | 0
9.68 |  | 0 | 0 |  |  | 0 | 0 | 0 | 0
9.69 |  | 0 | 0 |  |  | 0 | 0 | 0 | 0
9.7 |  | 0 | 0 |  |  | 0 | 0 | 0 | 0
9.71 |  | 0 | 0 |  |  | 0 | 0 | 0 | 0
9.72 |  | 0 | 0 |  |  | 0 | 0 | 0 | 0
9.73 |  | 0 | 0 |  |  | 0 | 0 | 0 | 0
9.74 |  | 0 | 0 |  |  | 0 | 0 | 0 | 0
9.75 |  | 0 | 0 |  |  | 0 | 0 | 0 | 0
9.76 |  | 0 | 0 |  |  | 0 | 0 | 0 | 0
9.77 |  | 0 | 0 |  |  | 0 | 0 | 0 | 0
9.78 |  | 0 | 0 |  |  | 0 | 0 | 0 | 0
9.79 |  | 0 | 0 |  |  | 0 | 0 | 0 | 0
9.8 |  | 0 | 0 |  |  | 0 | 0 | 0 | 0
9.81 |  | 0 | 0 |  |  | 0 | 0 | 0 | 0
9.82 |  | 0 | 0 |  |  | 0 | 0 | 0 | 0
9.83 |  | 0 | 0 |  |  | 0 | 0 | 0 | 0
9.84 |  | 0 | 0 |  |  | 0 | 0 | 0 | 0
9.85 |  | 0 | 0 |  |  | 0 | 0 | 0 | 0
9.86 |  | 0 | 0 |  |  | 0 | 0 | 0 | 0
9.87 |  | 0 | 0 |  |  | 0 | 0 | 0 | 0
9.88 |  | 0 | 0 |  |  | 0 | 0 | 0 | 0
9.89 |  | 0 | 0 |  |  | 0 | 0 | 0 | 0
9.9 |  | 0 | 0 |  |  | 0 | 0 | 0 | 0
9.91 |  | 0 | 0 |  |  | 0 | 0 | 0 | 0
9.92 |  | 0 | 0 |  |  | 0 | 0 | 0 | 0
9.93 |  | 0 | 0 |  |  | 0 | 0 | 0 | 0
9.94 |  |  |  | 0 | 0 | 0
9.95 |  |  |  | 0 | 0 | 0
9.96 |  |  |  | 0 | 0 | 0
9.97 |  |  |  | 0 | 0 | 0
9.98 |  |  |  | 0 | 0 | 0
9.99 |  |  |  | 0 | 0 | 0
10 |  | 0 | 0 | 0 | 0 | 0 | 0 | 0 | 0 | 0 | 0 | 0 | 0 | 0 | 0
11 | DEFD STATE INCOME TAXES | 0 | 0 |  |  | 0 | 0 | 0 | 0
11.01 |  |  |  | 0 | 0 | 0
12 | TOTAL ACCOUNT 283 | 0 | 0 | 0 | 0 | 0 | 0 | 0 | 0 | 0 | 0 | 0 | 0 | 0 | 0
13 | ACCOUNT 283 - ARO-Related Deferals | 0 | 0 | 0 | 0 | 0 | 0 | 0 | 0 | 0 | 0 | 0 | 0 | 0 | 0
14 | JURISDICTIONAL AMOUNTS FUNCTIONALIZED
15 | TOTAL COMPANY AMOUNTS FUNCTIONALIZED
16 | REFUNCTIONALIZED BASED ON JURISDICTIONAL PLANT
17 | NOTE: POST 1970 ACCUMULATED DEFERRED
18 | INV TAX CRED. (JDITC) IN A/C 255
18.01 |  | 0 | 0 |  |  | 0 | 0 | 0 | 0
18.02 |  | 0 | 0 |  |  | 0 | 0 | 0 | 0
19
20 | TOTAL ACCOUNT 255 | 0 | 0 | 0 | 0 | 0 | 0 | 0 | 0 | 0 | 0 | 0 | 0 | 0 | 0

## WS B-2 - Actual Stmt. AG
AEP Ohio Transmission Company
ACCUMULATED DEFERRED INCOME TAX IN ACCOUNT 190 - Actual Cycle Only
PERIOD ENDED DECEMBER 31, 2026
DEBIT (CREDIT)
| COLUMN A | COLUMN B | COLUMN C | COLUMN D | COLUMN E | COLUMN F | COLUMN G | COLUMN H | COLUMN I | COLUMN J | COLUMN K | COLUMN L | COLUMN M | COLUMN N | COLUMN O
|  | PER BOOKS |  | NON-APPLICABLE/NON-UTILITY |  | AVERAGE | FUNCTIONALIZATION AVERAGE |  |  | FUNCTIONALIZATION 12/31/2025 |  |  | FUNCTIONALIZATION 12/31/2026
ELECTRIC
|  | BALANCE AS | BALANCE AS | BALANCE AS | BALANCE AS | UTILITY
| ACCUMULATED DEFERRED FIT ITEMS | OF 12-31-2025 | OF 12-31-2026 | OF 12-31-2025 | OF 12-31-2026 | (B+C+D+E)/2 | GENERATION | TRANSMISSION | DISTRIBUTION | GENERATION | TRANSMISSION | DISTRIBUTION | GENERATION | TRANSMISSION | DISTRIBUTION
1 | ACCOUNT 190:
2.01 |  | 0 | 0 |  |  | 0 | 0 | 0 | 0
2.02 |  | 0 | 0 |  |  | 0 | 0 | 0 | 0
2.03 |  | 0 | 0 |  |  | 0 | 0 | 0 | 0
2.04 |  | 0 | 0 |  |  | 0 | 0 | 0 | 0
2.05 |  | 0 | 0 |  |  | 0 | 0 | 0 | 0
2.06 |  | 0 | 0 |  |  | 0 | 0 | 0 | 0
2.07 |  | 0 | 0 |  |  | 0 | 0 | 0 | 0
2.08 |  | 0 | 0 |  |  | 0 | 0 | 0 | 0
2.09 |  | 0 | 0 |  |  | 0 | 0 | 0 | 0
2.1 |  | 0 | 0 |  |  | 0 | 0 | 0 | 0
2.11 |  | 0 | 0 |  |  | 0 | 0 | 0 | 0
2.12 |  | 0 | 0 |  |  | 0 | 0 | 0 | 0
2.13 |  | 0 | 0 |  |  | 0 | 0 | 0 | 0
2.14 |  | 0 | 0 |  |  | 0 | 0 | 0 | 0
2.15 |  | 0 | 0 |  |  | 0 | 0 | 0 | 0
2.16 |  | 0 | 0 |  |  | 0 | 0 | 0 | 0
2.17 |  | 0 | 0 |  |  | 0 | 0 | 0 | 0
2.18 |  | 0 | 0 |  |  | 0 | 0 | 0 | 0
2.19 |  | 0 | 0 |  |  | 0 | 0 | 0 | 0
2.2 |  | 0 | 0 |  |  | 0 | 0 | 0 | 0
2.21 |  | 0 | 0 |  |  | 0 | 0 | 0 | 0
2.22 |  | 0 | 0 |  |  | 0 | 0 | 0 | 0
2.23 |  | 0 | 0 |  |  | 0 | 0 | 0 | 0
2.24 |  | 0 | 0 |  |  | 0 | 0 | 0 | 0
2.25 |  | 0 | 0 |  |  | 0 | 0 | 0 | 0
2.26 |  | 0 | 0 |  |  | 0 | 0 | 0 | 0
2.27 |  | 0 | 0 |  |  | 0 | 0 | 0 | 0
2.28 |  | 0 | 0 |  |  | 0 | 0 | 0 | 0
2.29 |  | 0 | 0 |  |  | 0 | 0 | 0 | 0
2.3 |  | 0 | 0 |  |  | 0 | 0 | 0 | 0
2.31 |  | 0 | 0 |  |  | 0 | 0 | 0 | 0
2.32 |  | 0 | 0 |  |  | 0 | 0 | 0 | 0
2.33 |  | 0 | 0 |  |  | 0 | 0 | 0 | 0
2.34 |  | 0 | 0 |  |  | 0 | 0 | 0 | 0
2.35 |  | 0 | 0 |  |  | 0 | 0 | 0 | 0
2.36 |  | 0 | 0 |  |  | 0 | 0 | 0 | 0
2.37 |  | 0 | 0 |  |  | 0 | 0 | 0 | 0
2.38 |  | 0 | 0 |  |  | 0 | 0 | 0 | 0
2.39 |  | 0 | 0 |  |  | 0 | 0 | 0 | 0
2.4 |  | 0 | 0 |  |  | 0 | 0 | 0 | 0
2.41 |  | 0 | 0 |  |  | 0 | 0 | 0 | 0
2.42 |  | 0 | 0 |  |  | 0 | 0 | 0 | 0
2.43 |  | 0 | 0 |  |  | 0 | 0 | 0 | 0
2.44 |  | 0 | 0 |  |  | 0 | 0 | 0 | 0
2.45 |  | 0 | 0 |  |  | 0 | 0 | 0 | 0
2.46 |  | 0 | 0 |  |  | 0 | 0 | 0 | 0
2.47 |  | 0 | 0 |  |  | 0 | 0 | 0 | 0
2.48 |  | 0 | 0 |  |  | 0 | 0 | 0 | 0
2.49 |  | 0 | 0 |  |  | 0 | 0 | 0 | 0
2.5 |  | 0 | 0 |  |  | 0 | 0 | 0 | 0
2.51 |  | 0 | 0 |  |  | 0 | 0 | 0 | 0
2.52 |  | 0 | 0 |  |  | 0 | 0 | 0 | 0
2.53 |  | 0 | 0 |  |  | 0 | 0 | 0 | 0
2.54 |  | 0 | 0 |  |  | 0 | 0 | 0 | 0
2.55 |  | 0 | 0 |  |  | 0 | 0 | 0 | 0
2.56 |  | 0 | 0 |  |  | 0 | 0 | 0 | 0
2.57 |  | 0 | 0 |  |  | 0 | 0 | 0 | 0
2.58 |  | 0 | 0 |  |  | 0 | 0 | 0 | 0
2.59 |  | 0 | 0 |  |  | 0 | 0 | 0 | 0
2.6 |  | 0 | 0 |  |  | 0 | 0 | 0 | 0
2.61 |  | 0 | 0 |  |  | 0 | 0 | 0 | 0
2.62 |  | 0 | 0 |  |  | 0 | 0 | 0 | 0
2.63 |  | 0 | 0 |  |  | 0 | 0 | 0 | 0
2.64 |  | 0 | 0 |  |  | 0 | 0 | 0 | 0
2.65 |  | 0 | 0 |  |  | 0 | 0 | 0 | 0
2.66 |  | 0 | 0 |  |  | 0 | 0 | 0 | 0
2.67 |  | 0 | 0 |  |  | 0 | 0 | 0 | 0
2.68 |  | 0 | 0 |  |  | 0 | 0 | 0 | 0
2.69 |  | 0 | 0 |  |  | 0 | 0 | 0 | 0
2.7 |  | 0 | 0 |  |  | 0 | 0 | 0 | 0
2.71 |  | 0 | 0 |  |  | 0 | 0 | 0 | 0
2.72 |  | 0 | 0 |  |  | 0 | 0 | 0 | 0
2.73 |  | 0 | 0 |  |  | 0 | 0 | 0 | 0
2.74 |  | 0 | 0 |  |  | 0 | 0 | 0 | 0
2.75 |  | 0 | 0 |  |  | 0 | 0 | 0 | 0
2.76 |  | 0 | 0 |  |  | 0 | 0 | 0 | 0
2.77 |  | 0 | 0 |  |  | 0 | 0 | 0 | 0
2.78 |  | 0 | 0 |  |  | 0 | 0 | 0 | 0
2.79 |  | 0 | 0 |  |  | 0 | 0 | 0 | 0
2.8 |  |  |  | 0 | 0 | 0
2.81 |  |  |  | 0 | 0 | 0
2.82 |  |  |  | 0 | 0 | 0
2.83 |  |  |  | 0 | 0 | 0
2.84 |  |  |  | 0 | 0 | 0
2.85 |  |  |  | 0 | 0 | 0
2.86 |  |  |  | 0 | 0 | 0
2.87 |  |  |  | 0 | 0 | 0
2.88 |  |  |  | 0 | 0 | 0
2.89 |  |  |  | 0 | 0 | 0
2.9 |  |  |  | 0 | 0 | 0 | 0 | 0 | 0
2.91 |  | 0 | 0 |  |  | 0 | 0 | 0 | 0
3 | TOTAL ACCOUNT 190 | 0 | 0 | 0 | 0 | 0 | 0 | 0 | 0 | 0 | 0 | 0 | 0 | 0 | 0
4 | ACCOUNT 190 - ARO-Related Deferals | 0 | 0 | 0 | 0 | 0 | 0 | 0 | 0 | 0 | 0 | 0 | 0 | 0 | 0

## WS B-3
AEP OHIO TRANSMISSION COMPANY, INC.
Worksheet B-3
Excess/ Deficient ADIT Worksheet
For Year Ended December 31, 2023
Debit/(Credit)
A | B | C | D | E | F | G | H | I | J | K | L | M | N | O | P | Q | R
[8 empty] | 1/1/2022 Beginning Balances |  | Balance Sheet Entries |  |  | Tax Expense Entries |  | 12/31/2022 Ending Balance
Line No. | Account (NOTE A) | Description of Account | Protected Unprotected | Tax Rate Change Act | Excess Balance at Remeasurement | Amortization Methodology (NOTE C) | Amotization Period | Excess ADIT Regulatory Offset | Excess ADIT in Utility Deferrals | Balance Sheet Account Reclassifications | 182.3 | 254 | 410/411 Excess Amortization NOTE C | 410/411 Deferred Tax Expense/ (Benefit) | Excess ADIT Regulatory Offset | Excess ADIT in Utility Deferrals | Reference
Sum of Cols (I) - (O)
Deferred Tax Account (NOTE B)
1a | 1904001 | ADFIT - FAS 109 Excess | N/A | TCJA 2017 | [10 empty] | 0 |  | WS B - 2 Col B/C, ADIT Item 2.12
1b | 2821001 | ADFIT - Utility Property | Protected | TCJA 2017 | -171531496 | ARAM | Life of Asset | [8 empty] | 0 | WS B - 1 Col N, ADIT Item 5.16
1c | 2821001 | ADFIT - Utility Property | Unprotected | TCJA 2017 | 0 | 10 Years | 1/2018 - 12/2027 | [8 empty] | 0 | WS B - 1 Col N, ADIT Item 5.17
1d | 2824001 | ADFIT - Utility Property FAS 109 Excess | Protected | TCJA 2017 | [10 empty] | 0 |  | WS B - 1 Col B/C, ADIT Item 5.20
1e | 2824001 | ADFIT - Utility Property FAS 109 Excess | Unprotected | TCJA 2017 | [10 empty] | 0
1f | 2831001 | ADFIT - Other Utility Deferrals | Unprotected | TCJA 2017 | 2463331 | 10 Years | 1/2018 - 12/2027 | [8 empty] | 0 | WS B - 1 Col N, ADIT Item 9.06
1g | 2834001 | ADFIT - Other FAS 109 Excess | Unprotected | TCJA 2017 | [10 empty] | 0 |  | WS B - 1 Col B/C, ADIT Item 9.09
1h | NOTE D
Regulatory Deferral Accounts
2a | 182.3 | Regulatory Asset |  | TCJA 2017 | [10 empty] | 0 |  | Company Records
2b | 254 | Regulatory Liability |  | TCJA 2017 | [10 empty] | 0 |  | FERC Form 1 p. 278 Ln. 3 Cols, (b) /(f)
2c | NOTE D
3 | Total For Accounting Entires (Sum of Lines 1a through 2b) | [6 empty] | 0 | 0 | 0 | 0 | 0 | 0 | 0 | 0 | 0
NOTE E
NOTE A | In order to ensure ratebase neutrality, AEP utilizes the fourth digit of its seven digit FERC Tax subaccount numbers to identify balances associated with uitlity operations vs regulatory reporting requirements. A "1" in the fourth digit of a FERC tax account refers to the utility operations balance or entry. Accounts with the "1" designation will be included in the determination of ratebase to be recovered in the formula rate. A "4" in the four place of the account number indicates accounts used to track regulatory accounting requirements. The excess ADIT amounts recorded in accounts with the "4" designation will be contra to the "1" balance, which will ensure that in the formula rate the excess amount will be part of ratebase, but at the total FERC account level the tax asset or liability will be recorded at the current Federal FIT rate. The amounts recored in the "4" will be offset on a net basis in the regulatory asset or liability subaccount established for this purpose.
NOTE B: | The amount of the FIT gross up to recorded on regulatory assets and liabilities will be reported on the first line of ADIT accounts provided for each specific change in tax rates.
NOTE C: | The ten year amortization period for unprotected excess ADIT is consistent with the period agreed upon by the Company and its customers and approved for the Company's PJM formula rates. Appalachian Power Company, et al, 166 FERC ¶ 61,135 (2019).
NOTE D: | In the event of future tax rate changes, additional lines will be inserted as required to reflect any new ADIT or regulatory deferral accounts that may be necessary to track that tax rate change.
NOTE E: | The amount of excess amortization entries shown in lines 1a through 1h are shown as a debit or credit to the ADIT account from which it is being amortized. The total in line 3 is the offset as charged to the 410/411 account.

## WS-B-3-A-Remeas Suprt
AEP EAST TRANSMISSION COMPANIES | [8 empty] | Docket ER20-1888-000
AEP APPALACHIAN TRANSMISSION COMPANY | [8 empty] | Compliance Filing
ATTACHMENT H-20B | [8 empty] | Attachment 12
WORKSHEET B-3-A | [8 empty] | Page 1 of 5
TAX REMEASUREMENT WORKSHEET
Debit/(Credit)
TAX CUT and JOBS ACT of 2017
A | B | C | D | E | F=E/C | G | H = E + G | I | J = C - H
Line No. | Utility Account | 12/31/17 Pre-remeasurement Balance | Reference | Remeasurement Amount (NOTE 1) | Remeasurement Percentage (NOTE 2) | 190/283 Recalss (NOTE 3) | Total Excess/Deficiency by Account (NOTE 4) | Protected / Unprotected | ADIT Deferral After Remeasurement
1 | 190 Utility Balance | 30979 | 2018 FF1 P. 234 Col (b) Line 8
2 |  | 16823.24 | Less: Deferred State Taxes
3 | 1901001 | 14155.76 |  | 4955.3 | 35.01% | -4955.3 | 0 | Unprotected | 14155.76
4 | 2821001 | -24138 | 2018 FF1 P. 274 Col (b) Line 5 | -9654.89 | 40% | 0 | -9654.89 | Protected | -14483.11
5 | 283 Utility Balance | -23866 | 2018 FF1 P. 276 Col (b) Line 9
6 |  | -17978 | Less: Accum Deferred SIT -Other
7 | 2831001 | -5888 |  | -2355.25 | 40% | 4955.3 | 2600.05 | Unprotected | -8488.05
8 | Total | -15870.24 |  | -7054.84 |  | 0 | -7054.84 |  | -8815.4
GENERAL NOTE: This worksheet will summarize remeasurement adjustments in ADIT Accounts required by changes in either Federal or State Income Tax Rates. A new sheet will be included in the working formula for each change to tax rates that may occur while this formula rate is in effect. New pages will be designated by incrementing the suffix letter in the workpaper name (i.e. B-3-A, B-3-B, etc.)
NOTE 1: | Amount of Remeasurement in Column E will be based on supporting workpapers showing the remeasurement of individual ADIT items in each tax deferral account, and will indicate whether each remeasured ADIT item will be treated as protected or unprotected. The resulting totals will be shown on this worksheet for each ADIT account.
NOTE 2: | Remeasurement calculation may not equal 40% of the December 31, 2017 deferral balance because of specific ADIT items that are not subject to remeasurement.
NOTE 3: | As part of the remeasurement calculation, the remeasurement ADIT balances in account 1901001 were reclassed to account 2831001 to group nonproperty utility deferrals together as one timing difference.
NOTE 4: | Ties to Transmission Company's Workpaper B-3, Column F, showing the intial remeasurement value determined as a result of the Tax Cut and Jobs Act of 2017.

## WS C - Working Capital
AEPTCo subsidiaries in PJM | AEPTCo subsidiaries in PJM | AEPTCo subsidiaries in PJM | AEPTCo subsidiaries in PJM | AEPTCo subsidiaries in PJM | AEPTCo subsidiaries in PJM | AEPTCo subsidiaries in PJM | AEPTCo subsidiaries in PJM | AEPTCo subsidiaries in PJM | AEPTCo subsidiaries in PJM | AEPTCo subsidiaries in PJM | AEPTCo subsidiaries in PJM
Cost of Service Formula Rate Using Actual/Projected FF1 Balances
Worksheet C Supporting Working Capital Rate Base Adjustments
AEP Ohio Transmission Company
| (A) | (B) | ( C ) | (D) |  | (E) |  | (F) | (G) | (H) | (I)
Materials & Supplies
Line |  |  |  | Balance @ December 31, 2026 |  | Balance @ December 31, 2025 |  | Average Balance for 2026
Number |  |  | Source
1
2 |  | Transmission Materials & Supplies | FF1, p. 227, ln 8, Col. (c) & (b) | 3 |  | 3 |  | 3
3 |  | General Materials & Supplies | FF1, p. 227, ln 11, Col. (c) & (b) |  |  |  |  | 0
4 |  | Stores Expense (Undistributed) - Account 163 | FF1, p. 227, ln 16, Col. (c) & (b) |  |  |  |  | 0
Prepayment Balance Summary (Note 1)
[6 empty] | 100% |  | Transmission | Transmission | Total Included
|  |  | Average of | Excludable |  | Transmission |  | Plant | Labor | in Ratebase
5 |  |  | YE Balance | Balances |  | Related |  | Related | Related | (E)+(F)+(G)
6 |  | Totals as of December 31, 2026 | 355664 | 0 |  | 0 |  | 355664 | 0 | 355664
7 |  | Totals as of December 31, 2025 | 355664 | 0 |  | 0 |  | 355664 | 0 | 355664
8 |  | Average Balance | 355664 | 0 |  | 0 |  | 355664 | 0 | 355664
Prepayments Account 165 - Balance @ 12/31/2026
[6 empty] | 100% |  | Transmission | Transmission | Total Included
|  |  | 2026 | Excludable |  | Transmission |  | Plant | Labor | in Ratebase
9 | Acc. No. | Description | YE Balance | Balances |  | Related |  | Related | Related | (E)+(F)+(G) | Explanation
10 | 1650001 | Prepaid Insurance | 221738.1733 | 0 |  |  |  | 221738.1733 |  | 221738.1733 | Plant Related Insurance Policies
11 | 165000219 | Prepaid Taxes | 7400.8367 | 0 |  |  |  | 7400.8367 |  | 7400.8367
12 | 165000220 | Prepaid Taxes | 118854.1944 | 0 |  |  |  | 118854.1944 |  | 118854.1944
13 | 165000221 | Prepaid Taxes | 7671.0255 | 0 |  |  |  | 7671.0255 |  | 7671.0255
14
15
16
17
18
19
20
21
22
23
24
25
|  | Subtotal - Form 1, p 111.57.c | 355664.23 | 0 |  | 0 |  | 355664.23 | 0 | 355664.23
Prepayments Account 165 - Balance @ 12/31/ 2025
[6 empty] | 100% |  | Transmission | Transmission | Total Included
|  |  | 2025 | Excludable |  | Transmission |  | Plant | Labor | in Ratebase
26 | Acc. No. | Description | YE Balance | Balances |  | Related |  | Related | Related | (E)+(F)+(G) | Explanation
27 | 1650001 | Prepaid Insurance | 221738.1733 | 0 |  |  |  | 221738.1733 |  | 221738.1733 | Plant Related Insurance Policies
28 | 165000219 | Prepaid Taxes | 7400.8367 | 0 |  |  |  | 7400.8367 |  | 7400.8367
29 | 165000220 | Prepaid Taxes | 118854.1944 | 0 |  |  |  | 118854.1944 |  | 118854.1944
30 | 165000221 | Prepaid Taxes | 7671.0255 | 0 |  |  |  | 7671.0255 |  | 7671.0255
31
32
33
34
35
34
35
36
37
38
39
40
|  | Subtotal - Form 1, p 111.57.d | 355664.23 | 0 |  | 0 |  | 355664.23 | 0 | 355664.23
Note 1: | Prepayment Balance will not include: (i) federal and state income tax payments made to offset additional tax liabilities resulting (or expected to result) from prior federal or state audits or from the filing of one or more amended income tax returns; (ii) outstanding income tax refunds due to [company] resulting (or expected to result) from prior federal or state audits or from the filing of one or more amended income tax returns; or (iii) prepayments of federal or state income taxes which are attributable to income earned during periods prior to January 1 of the year depicted in the Balance Sheet (as described in USofA Account 236).

## WS D IPP Credits
AEPTCo subsidiaries in PJM | AEPTCo subsidiaries in PJM | AEPTCo subsidiaries in PJM | AEPTCo subsidiaries in PJM | AEPTCo subsidiaries in PJM
Cost of Service Formula Rate Using Actual/Projected FF1 Balances
Worksheet D Supporting IPP Credits
AEP Ohio Transmission Company
Line | (A) | (B)
Number | Description | 2026
1 | Net Funds from IPP Customers 12/31/2025 (2026 FORM 1, P269) | 0
2 | Interest Expense (Company Records - Note 1) | 0
3 | Revenue Credits to Generators (Company Records - Note 1) | 0
4 | Other Adjustments
5 | Accounting Adjustment (Company Records - Note 1) | 0
6 |  | 0
7 | Net Funds from IPP Customers 12/31/2026 (2026 FORM 1, P269) | 0
8 | Average Balance for Year as Indicated in Column ((ln 1 + ln 7)/2) | 0
Note 1 | On this worksheet Company Records refers to AEP Ohio Transmission Company's general ledger.

## WS E Rev Credits
AEPTCo subsidiaries in PJM | AEPTCo subsidiaries in PJM | AEPTCo subsidiaries in PJM | AEPTCo subsidiaries in PJM | AEPTCo subsidiaries in PJM | AEPTCo subsidiaries in PJM | AEPTCo subsidiaries in PJM | AEPTCo subsidiaries in PJM | AEPTCo subsidiaries in PJM | AEPTCo subsidiaries in PJM | AEPTCo subsidiaries in PJM
Cost of Service Formula Rate Using Actual/Projected FF1 Balances
Worksheet E Supporting Revenue Credits
AEP Ohio Transmission Company
Line | [7 empty] | Total | Non-
Number | Description | [6 empty] | Company | Transmission | Transmission
1 | Account 450, Forfeited Discounts (FF1 p.300.16.(b); Company Records - Note 1) | [6 empty] | 0 | 0 | 0
2 | Account 451,Miscellaneous Service Revenues (FF1 p.300.17.(b); Company Records - Note 1) | [6 empty] | 0 | 0 | 0
3 | Account 454, Rent from Electric Property (FF1 p.300.19.(b); Company Records - Note 1) | [6 empty] | 7942120.236 | 0 | 7942120.236
4 | Account 4560015, Associated Business Development - (Company Records - Notes 1, 2) | [6 empty] | 0 | 0 | 0
5 | Account 456 - Other Electric Revenues - (Company Records - Notes 1,2) | [6 empty] | 1057074187.5791 | 1057000958.5791 | 73229
5a | Account 457.1, Regional Control Service Revenues (FF1 p.300.23.(b); Company Records - Note 1) | [7 empty] | 0
5b | Account 457.2, Miscellaneous Revenues (FF1p.300.24.(b); Company Records - Note 1) | [7 empty] | 0
6 | Subtotal - Other Operating Revenues (Company Total equals (FF1 p. 300.26.(b)) | [6 empty] | 1065016307.8151 | 1057000958.5791 | 8015349.236
7 | Accounts 4470004 & 5, Revenues from Grandfathered Transmission Contracts - (Company Records - Note 1) | [7 empty] | 0
8 | Total Other Operating Revenues To Reduce Revenue Requirement | [6 empty] | 1065016307.8151 | 1057000958.5791 | 8015349.236
9 | Facility Credits under PJM OATT Section 30.9 | [8 empty] | 7711417
Note 1 | The total company data on this worksheet comes from the indicated FF1 source, or AEP Ohio Transmission Company's general ledger. The functional amounts identified as transmission revenue also come from the general ledger.
Note 2 | The total of line 4 and line 5 will equal total Account 456 as listed on FF1 p.300.21-22.(b)
Note on K33: From Ryan Strom email

## WS F Misc Exp
AEPTCo subsidiaries in PJM | AEPTCo subsidiaries in PJM | AEPTCo subsidiaries in PJM | AEPTCo subsidiaries in PJM | AEPTCo subsidiaries in PJM | AEPTCo subsidiaries in PJM | AEPTCo subsidiaries in PJM
Cost of Service Formula Rate Using Actual/Projected FF1 Balances
Worksheet F Supporting Allocation of Specific O&M or A&G Expenses
AEP Ohio Transmission Company
| (A) | (B) | (C) | (D) | (E) | (F)
100%
Line |  |  | 2026 | 100% | Transmission
Number | Item No. | Description | Expense | Non-Transmission | Specific | Explanation
Regulatory O&M Deferrals & Amortizations
1
2
3
4 |  | Total | 0
Detail of Account 561 Per FERC Form 1
5
6 | FF1 p 321.85.b | 561.1 - Load Dispatch - Reliability | 0
7 | FF1 p 321.86.b | 561.2 - Load Dispatch - Monitor & Operate Trans System | 985257.7861
8 | FF1 p 321.87.b | 561.3 - Load Dispatch - Trans Service & Scheduling | 6336.9808
9 | FF1 p 321.88.b | 561.4 - Scheduling, System Control & Dispatch | 0
10 | FF1 p 321.89.b | 561.5 - Reliability, Planning and Standards Development | 638540.9481
11 | FF1 p 321.90.b | 561.6 - Transmission Service Studies | 0
12 | FF1 p 321.91.b | 561.7 - Generation Interconnection Studies | 0
13 | FF1 p 321.92.b | 561.8 - Reliability, Planning and Standards Development Services | 0
14 |  | Total of Account 561 | 1630135.7149
Account 928
15 | 9280000 | Regulatory Commission Exp | 1866.6509 | 1866.6509 | 0
16 | 9280001 | Regulatory Commission Exp-Adm | 29.9437 | 29.9437 | 0
17 | 9280002 | Regulatory Commission Exp-Case | 73339.9623 | 73339.9623 | 0
18 | 9280005 | Reg Com Exp-FERC Trans Cases | 186109.377 | 0 | 186109.377
19 | 9280006 | State Publ Serv CommissionFees | 1521755.8029 | 1521755.8029 | 0
20 |  |  |  | 0 | 0
21 |  | Total (FERC Form 1 p.323.189.b) | 1783101.7368 | 1596992.3598 | 186109.377
Account 930.1
22 | 9301000 | General Advertising Expenses | 0 | 0 | 0
23 | 9301001 | Newspaper Advertising Space | 0 | 0 | 0
24 | 9301010 | Publicity | 0 | 0 | 0
25 | 9301012 | Public Opinion Surveys | 0 | 0 | 0
26 | 9301014 | Video Communications | 0 | 0 | 0
27 | 9301015 | Other Corporate Comm Exp | 0 | 0 | 0
28
29
30
31
32
33
34
35
36
37
38 |  | Total (FERC Form 1 p.323.191.b) | 0 | 0 | 0
Account 930.2
39 | 9302000 | Misc General Expenses | 127882.1238 | 127882.1238 | 0
40 | 9302003 | Corporate & Fiscal Expenses | 74937.0156 | 74937.0156 | 0
41 | 9302004 | Research, Develop&Demonstr Exp | 763.8388 | 763.8388
42 | 9302007 | Assoc Business Development Exp | 18255.2279 | 0 | 18255.2279
43 |  | Total (FERC Form 1 p.323.192.b) | 221838.2061 | 203582.9782 | 18255.2279

## WS G State Tax Rate
AEPTCo subsidiaries in PJM | AEPTCo subsidiaries in PJM | AEPTCo subsidiaries in PJM | AEPTCo subsidiaries in PJM | AEPTCo subsidiaries in PJM | AEPTCo subsidiaries in PJM | AEPTCo subsidiaries in PJM | AEPTCo subsidiaries in PJM
Cost of Service Formula Rate Using Actual/Projected FF1 Balances
Worksheet G Supporting - Development of Composite State Income Tax Rate
AEP Ohio Transmission Company
1 | Ohio State Tax Rate |  |  | 1.89%
| Apportionment Factor - Note 1 |  |  | 12.79%
| Effective State Tax Rate |  |  |  | 0.24%
2 | ________ Tax Rate
Apportionment Factor - Note 1
| Effective State Tax Rate |  |  |  | 0%
3 | ________ Tax Rate
Apportionment Factor - Note 1
| Effective State Tax Rate |  |  |  | 0%
4 | ________ Tax Rate
Apportionment Factor - Note 1
| Effective State Tax Rate |  |  |  | 0%
5 | ________ Tax Rate
Apportionment Factor - Note 1
| Effective State Tax Rate |  |  |  | 0%
| Total Effective State Income Tax Rate |  |  |  | 0.24%
Note 1 | Apportionment Factors are determined as part of the Company's annual tax return for that jurisdiction.
N

## WS H-p1 Other Taxes
AEPTCo subsidiaries in PJM | AEPTCo subsidiaries in PJM | AEPTCo subsidiaries in PJM | AEPTCo subsidiaries in PJM | AEPTCo subsidiaries in PJM | AEPTCo subsidiaries in PJM | AEPTCo subsidiaries in PJM | AEPTCo subsidiaries in PJM | AEPTCo subsidiaries in PJM | AEPTCo subsidiaries in PJM | AEPTCo subsidiaries in PJM | AEPTCo subsidiaries in PJM | AEPTCo subsidiaries in PJM
Cost of Service Formula Rate Using Actual/Projected FF1 Balances
Worksheet H page 1 Supporting Taxes Other than Income
AEP Ohio Transmission Company
|  | (A) |  | (B) |  | (C) |  | (D) |  | (E) |  | (F)
Line |  |  |  | Total
No. |  | Account |  | Company |  | Property |  | Labor |  | Other |  | Non-Allocable
NOTE 1
1 |  | Revenue Taxes
2 |  | Gross Receipts Tax |  | 3960 | [7 empty] | 3960
3 |  | Real Estate and Personal Property Taxes
4 |  | Real and Personal Property - Ohio |  | 274820000 |  | 274820000
5 |  | Real and Personal Property - |  | 0 |  | 0
6 |  | Real and Personal Property - |  | 0 |  | 0
7 |  | Real and Personal Property - Other Jurisdictions |  | 0 |  | 0
8 |  | Payroll Taxes
9 |  | Federal Insurance Contribution (FICA ) |  | 0 |  |  |  | 0
10 |  | Federal Unemployment Tax |  | 0 |  |  |  | 0
11 |  | State Unemployment Insurance |  | 0 |  |  |  | 0
12 |  | Line Deliberately Left Blank
13 |  | State Severance Taxes |  | 0 | [7 empty] | 0
14 |  | Miscellaneous Taxes
15 |  | State Business & Occupation Tax |  | 0 | [7 empty] | 0
16 |  | State Public Service Commission Fees |  | 0 | [5 empty] | 0
17 |  | State Franchise Taxes |  | 0 | [5 empty] | 0
18 |  | State Lic/Registration Fee |  | 0 | [5 empty] | 0
19 |  | Misc. State and Local Tax |  | 0 | [5 empty] | 0
20 |  | Sales & Use |  | 600 | [7 empty] | 600
21 |  | Federal Excise Tax |  | 0 | [7 empty] | 0
22 |  | Michigan Single Business Tax |  | 0 | [7 empty] | 0
23 |  | Total Taxes by Allocable Basis |  | 274824560 |  | 274820000 |  | 0 |  | 0 |  | 4560
(Total Company Amount Ties to FFI p.114, Ln 14,(c))
NOTE 1: The detail of each total company number and its source in the FERC Form 1 is shown on WS H-1.
Functional Property Tax Allocation
|  |  |  | Lines 24-58 Column (B) Deliberately Left Blank |  | Transmission |  | Lines 24-58 Column (D) Deliberately Left Blank |  | General |  | Total
24 |  | Functionalized Net Plant (TCOS, Lns 33 thru 36) |  | 0 |  | 5755326421.1821 |  | 0 |  | 286925230.997 |  | 6042251652.1791
OHIO JURISDICTION
25 |  | Percentage of Plant in OHIO JURISDICTION |  |  |  | 100% |  |  |  | 100%
26 |  | Net Plant in OHIO JURISDICTION (Ln 24 * Ln 25) |  | 0 |  | 5755326421.1821 |  | 0 |  | 286925230.997 |  | 6042251652.1791
27 |  | Less: Net Value of Exempted Generation Plant
28 |  | Taxable Property Basis (Ln 26 - Ln 27) |  | 0 |  | 5755326421.1821 |  | 0 |  | 286925230.997 |  | 6042251652.1791
29 |  | Relative Valuation Factor | [9 empty] | 0
30 |  | Weighted Net Plant (Ln 28 * Ln 29) |  | 0 |  | 0 |  | 0 |  | 0
31 |  | General Plant Allocator (Ln 30 / (Total - General Plant)) |  | 0% |  | 100% |  | 0% |  | -100%
32 |  | Functionalized General Plant (Ln 31 * General Plant) |  | 0 |  | 0 |  | 0 |  | 0 |  | 0
33 |  | Weighted OHIO JURISDICTION Plant (Ln 30 + 32) |  | 0 |  | 0 |  | 0 |  | 0 |  | 0
34 |  | Functional Percentage (Ln 33/Total Ln 33) |  | 0% |  | 100% |  | 0%
____________ JURISDICTION
35 |  | Net Plant in ____________ JURISDICTION (Ln 24 - Ln 26) |  | 0 |  | 0 |  | 0 |  | 0 |  | 0
36 |  | Less: Net Value Exempted Generation Plant
37 |  | Taxable Property Basis |  | 0 |  | 0 |  | 0 |  | 0 |  | 0
38 |  | Relative Valuation Factor
39 |  | Weighted Net Plant (Ln 37 * Ln 38) |  | 0 |  | 0 |  | 0 |  | 0
40 |  | General Plant Allocator (Ln 39 / (Total - General Plant) |  | 0% |  | 100% |  | 0% |  | -100%
41 |  | Functionalized General Plant (Ln 41 * General Plant) |  | 0 |  | 0 |  | 0 |  | 0
42 |  | Weighted ____________ JURISDICTION Plant (Ln 39 + 41) |  | 0 |  | 0 |  | 0 |  | 0 |  | 0
43 |  | Functional Percentage (Ln 42/Total Ln 42) |  | 0% |  | 100% |  | 0%

## WS H-p2 Detail of Tax Amts
AEPTCo subsidiaries in PJM | AEPTCo subsidiaries in PJM | AEPTCo subsidiaries in PJM | AEPTCo subsidiaries in PJM | AEPTCo subsidiaries in PJM
Cost of Service Formula Rate Using Actual/Projected FF1 Balances
Worksheet H page 2 Form 1 Source Reference of Company Amounts on WS H
AEP Ohio Transmission Company
|  | (A) |  | (B) | (C) | (D)
Line |  |  |  | Total | FERC FORM 1
No. |  | Annual Tax Expenses by Type (Note 1) |  | Company | Tie-Back | FERC FORM 1 Reference
1 |  | Revenue Taxes
2 |  | Gross Receipts Tax |  | 3960
3960
|  | (A) | (B) | (C) | (D) | (E) | (F) | (G)
|  | "Real Estate and Personal Propety Tax Detail Annual Tax Expenses by Type (Note 1)" | Tax Year | Total Company | FERC FORM 1 Tie-Back | FERC FORM 1 Reference | Tax Year Factor (Note 2) | Transmission Function (Note 2)
3 |  | Real Estate and Personal Property Taxes Total (Ln 4 + Ln 5 + Ln 6 + Ln 7) |  | 274820000 |  |  |  | 274820000
4 |  | Real and Personal Property - Ohio |  | 274820000 |  |  |  | 274820000
[5 empty] | 274820000 |  | 100% | 274820000
0
0
0
0
0
5 |  | Real and Personal Property - Virginia |  | 0 |  |  |  | 0
[5 empty] | 0 |  |  | 0
0
0
0
0
0
6 |  | Real and Personal Property - Tennessee |  | 0 |  |  |  | 0
[5 empty] | 0 |  |  | 0
0
7 |  | Real and Personal Property - Other Jurisdictions |  | 0 |  |  |  | 0
[5 empty] | 0 |  |  | 0
|  | (A) |  | (B) | (C) | (D)
Line |  |  |  | Total | FERC FORM 1
No. |  | Annual Tax Expenses by Type (Note 1) |  | Company | Tie-Back | FERC FORM 1 Reference
8 |  | Payroll Taxes
9 |  | Federal Insurance Contribution (FICA ) |  | 0
0
10 |  | Federal Unemployment Tax |  | 0
11 |  | State Unemployment Insurance |  | 0
12 |  | Line Left Deliberately Blank
13 |  | State Severance Taxes |  | 0
14 |  | Miscellaneous Taxes
15 |  | State Business & Occupation Tax |  | 0
16 |  | State Public Service Commission Fees |  | 0
17 |  | State Franchise Taxes |  | 0
18 |  | State Lic/Registration Fee |  | 0
19 |  | Misc. State and Local Tax |  | 0
20 |  | Sales & Use |  | 600
600
21 |  | Federal Excise Tax |  | 0
22 |  | Michigan Single Business Tax |  | 0
23 |  | Total Taxes by Allocable Basis |  | 274824560 | 274824560
(Total Company Amount Ties to FFI p.114, Ln 14,(c))
Note 1: The taxes assessed on each transmission company can differ from year to year and between transmission companies by both the type of taxes and the states in which they were assessed. Therefore, for each company, the types and jurisdictions of tax expense recorded on this page could differ from the same page in the same company's prior year template or from this page in other transmission companies' current year templates. For each update, this sheet will be revised to ensure that the total activity recorded hereon equals the total reported in account 408.1 on P. 114, Ln 14.(c) of the Ferc Form 1.
Note 2: The transmission functional amounts for any Real Estate and Property taxes listed on pages 263 of the FERC Form 1 will be allocated using the transmission functional allocator calculated for each state in Worksheet H of the applicable year that the taxes were assesed. Real and Personal Property - Other Jurisdictions will be allocated using the Gross Plant Allocator from the applicable year..

## WS I RESERVED
AEPTCo subsidiaries in PJM | AEPTCo subsidiaries in PJM | AEPTCo subsidiaries in PJM | AEPTCo subsidiaries in PJM | AEPTCo subsidiaries in PJM | AEPTCo subsidiaries in PJM | AEPTCo subsidiaries in PJM | AEPTCo subsidiaries in PJM | AEPTCo subsidiaries in PJM | AEPTCo subsidiaries in PJM
Cost of Service Formula Rate Using Actual/Projected FF1 Balances
Worksheet I RESERVED
AEP Ohio Transmission Company
Reserved for Future Use

## WS K TRUE-UP RTEP RR (hidden)
Privileged and Confidential
Subject to FERC Rules 602 and 606
AEPTCo subsidiaries in PJM | AEPTCo subsidiaries in PJM | AEPTCo subsidiaries in PJM | AEPTCo subsidiaries in PJM | AEPTCo subsidiaries in PJM | AEPTCo subsidiaries in PJM | AEPTCo subsidiaries in PJM | AEPTCo subsidiaries in PJM | AEPTCo subsidiaries in PJM | AEPTCo subsidiaries in PJM | AEPTCo subsidiaries in PJM | AEPTCo subsidiaries in PJM | AEPTCo subsidiaries in PJM | AEPTCo subsidiaries in PJM | AEPTCo subsidiaries in PJM | AEPTCo subsidiaries in PJM
Cost of Service Formula Rate Using Actual/Projected FF1 Balances
Worksheet K Supporting Calculation of TRUE-UP PJM RTEP Project Revenue Requirement Billed to Benefiting Zones
AEP Ohio Transmission Company
[14 empty] | Page 1 of | 2 | 1
| I. | Calculate Return and Income Taxes with 0 basis point ROE increase for Projects Qualified for Regional Billing.
A. Determine 'R' with hypothetical 0 basis point increase in ROE for Identified Projects
|  | ROE w/o incentives (TCOS, ln 138) |  |  | 9.85%
|  | Project ROE Incentive Adder |  |  | 0
|  | ROE with additional 0 basis point incentive |  |  | 9.85% | [5 empty] | SUMMARY OF TRUED-UP ANNUAL REVENUE REQUIREMENTS FOR RTEPPROJECTS
|  | Determine R ( cost of long term debt, cost of preferred stock and equity percentage is from the True-Up TCOS, lns 136 through 138) | [10 empty] | Rev Require | W Incentives | Incentive Amounts
|  |  | % | Cost | Weighted cost | [5 empty] | TRUE-UP YEAR
|  | Long Term Debt | 44.99% | 4.475% | 2.013% | [6 empty] | As Projected in Prior Year WS J | #N/A | #N/A | #N/A
|  | Preferred Stock | 0% | 0% | 0% | [6 empty] | Actual After True-up | #N/A | #N/A | #N/A
|  | Common Stock | 55.01% | 9.85% | 5.419% | [6 empty] | True-up of ARR For 2026 | #N/A | #N/A | #N/A
|  |  |  | R = | 7.432%
B. Determine Return using 'R' with hypothetical 0 basis point ROE increase for Identified Projects.
|  | Rate Base (True-Up TCOS, ln 58) |  | 5487414341.317
|  | R (fom A. above) |  | 7.432%
|  | Return (Rate Base x R) |  | 407823851.4768
C. Determine Income Taxes using Return with hypothetical 0 basis point ROE increase for Identified Projects.
|  | Return (from B. above) |  | 407823851.4768
|  | Effective Tax Rate (TCOS, ln 97) |  | 19.6%
|  | Income Tax Calculation (Return x CIT) |  | 79951066.2092
|  | ITC Adjustment |  | 0
|  | Excess Deferred Income Tax |  | 507217.3945
|  | Tax Affect of Permanent Differences |  | 1384108.5238
|  | Income Taxes |  | 81842392.1275
| II. | Calculate Net Plant Carrying Charge Rate (Fixed Charge Rate or FCR) with hypothetical 0
basis point ROE increase.
A. Determine Annual Revenue Requirement less return and Income Taxes.
|  | Annual Revenue Requirement (TCOS, ln 1) |  |  | 1060516789.6319
|  | Lease Payments (TCOS, Lns 80) |  |  | 0
|  | Return (TCOS, ln 109) |  |  | 407823851.4768
|  | Income Taxes (TCOS, ln 108) |  |  | 81842392.1275
|  | Annual Revenue Requirement, Less Lease Payments, Return and Taxes |  |  | 570850546.0276
B. Determine Annual Revenue Requirement with hypothetical 0 basis point increase in ROE.
|  | Annual Revenue Requirement, Less Lease Payments, Return and Taxes |  |  | 570850546.0276
|  | Return (from I.B. above) |  |  | 407823851.4768
|  | Income Taxes (from I.C. above) |  |  | 81842392.1275
|  | Annual Revenue Requirement, with 0 Basis Point ROE increase |  |  | 1060516789.6319
|  | Depreciation (TCOS, ln 83) |  |  | 202266459.2545
|  | Annual Rev. Req, w/ 0 Basis Point ROE increase, less Depreciation |  |  | 858250330.3774
C. Determine FCR with hypothetical 0 basis point ROE increase.
|  | Net Transmission Plant (Projected TCOS, ln 33) |  |  | 5755326421.1821
|  | Annual Revenue Requirement, with 0 Basis Point ROE increase |  |  | 1060516789.6319
|  | FCR with 0 Basis Point increase in ROE |  |  | 18.43%
|  | Annual Rev. Req, w / 0 Basis Point ROE increase, less Dep. |  |  | 858250330.3774
|  | FCR with 0 Basis Point ROE increase, less Depreciation |  |  | 14.91%
|  | FCR less Depreciation (TCOS, ln 10) |  |  | 14.91%
|  | Incremental FCR with 0 Basis Point ROE increase, less Depreciation |  |  | 0%
| III. | Calculation of Composite Depreciation Rate
|  | Average Transmission Plant Balance for 2026 TCOS, ln 19 |  |  |  |  | 6935189789.4374
|  | Annual Depreciation and Amortization Expense (TCOS, ln 83) |  |  |  |  | 202266459.2545
|  | Composite Depreciation Rate |  |  |  |  | 2.917% |  | Note 1: Until AEP Ohio Transmission Company establishes Transmission plant in service the depreciation expense component of the carrying charge will be calculated as in the Operating Company formula approved in Docket No. ER08-1329. The calculation for AEP Ohio Transmission Company is shown on Worksheet P.
|  | Depreciable Life for Composite Depreciation Rate |  |  |  |  | 34.2874
|  | Average Life in Whole Years |  |  |  |  | 34
AEP Ohio Transmission Company Worksheet K - ATRR TRUE-UP Calculation for PJM Projects Charged to Benefiting Zones | [13 empty] | Page 2 of | 2 | 1
| IV. | Determine the Revenue Requirement, and Additional Revenue Requirement for facilities receiving incentives.
A. Base Plan Facilities
|  | Facilities receiving incentives accepted by FERC in Docket No. | [5 empty] | (e.g. ER05-925-000) |  |  | 2016 | Rev Require | W Incentives | Incentive Amounts
[11 empty] | Prior Yr Projected | #N/A | #N/A | #N/A
|  | Project Description: | [8 empty] | Prior Yr True-Up | #N/A | #N/A | #N/A
[11 empty] | True-Up Adjustment | #N/A | #N/A | #N/A
Details
|  | Investment |  | Current Year |  |  |  |  | 2016 |  | TRUE UP OF PROJECT REVENUE REQUIREMENT FOR PRIOR YEAR:
|  | Service Year (yyyy) |  | ROE increase accepted by FERC (Basis Points) |  |  |  |  | 0 |  | CUMULATIVE HISTORY OF TRUED-UP ANNUAL REVENUE REQUIREMENTS:
|  | Service Month (1-12) |  | FCR w/o incentives, less depreciation |  |  |  |  | 14.91% |  | INPUT TRUE-UP ARR (WITH & WITHOUT INCENTIVES) FROM EACH PRIOR YEAR
|  | Useful life | 34 | FCR w/incentives approved for these facilities, less dep. |  |  |  |  | 14.91% |  | TEMPLATE BELOW TO MAINTAIN HISTORY OF TRUED-UP ARRS OVER THE
|  | CIAC (Yes or No) |  | Annual Depreciation Expense |  |  |  |  | 0 |  | LIFE OF THE PROJECT.
|  | Investment | Beginning | Depreciation | Ending | Average | RTEP Rev. Req't. | RTEP Rev. Req't. | Incentive Rev. |  | RTEP Projected Rev. Req't.From Prior Year WS J | RTEP Rev Req't True-up | RTEP Projected Rev. Req't.From Prior Year WS J | RTEP Rev Req't True-up | True-up of Incentive
|  | Year | Balance | Expense | Balance | Balance | w/o Incentives | with Incentives ** | Requirement ## |  | w/o Incentives | w/o Incentives | with Incentives ** | with Incentives ** | with Incentives **
|  | - | 0 | 0 | 0 | 0 | 0 | 0 | 0 |  |  | 0 |  | 0 | 0
|  | - | 0 | 0 | 0 | 0 | 0 | 0 | 0 |  |  | 0 |  | 0 | 0
|  | - | 0 | 0 | 0 | 0 | 0 | 0 | 0 |  |  | 0 |  | 0 | 0
|  | - | 0 | 0 | 0 | 0 | 0 | 0 | 0 |  |  | 0 |  | 0 | 0
|  | - | 0 | 0 | 0 | 0 | 0 | 0 | 0 |  |  | 0 |  | 0 | 0
|  | - | 0 | 0 | 0 | 0 | 0 | 0 | 0 |  |  | 0 |  | 0 | 0
|  | - | 0 | 0 | 0 | 0 | 0 | 0 | 0 |  |  | 0 |  | 0 | 0
|  | - | 0 | 0 | 0 | 0 | 0 | 0 | 0 |  |  | 0 |  | 0 | 0
|  | - | 0 | 0 | 0 | 0 | 0 | 0 | 0 |  |  | 0 |  | 0 | 0
|  | - | 0 | 0 | 0 | 0 | 0 | 0 | 0 |  |  | 0 |  | 0 | 0
|  | - | 0 | 0 | 0 | 0 | 0 | 0 | 0 |  |  | 0 |  | 0 | 0
|  | - | 0 | 0 | 0 | 0 | 0 | 0 | 0 |  |  | 0 |  | 0 | 0
|  | - | 0 | 0 | 0 | 0 | 0 | 0 | 0 |  |  | 0 |  | 0 | 0
|  | - | 0 | 0 | 0 | 0 | 0 | 0 | 0 |  |  | 0 |  | 0 | 0
|  | - | 0 | 0 | 0 | 0 | 0 | 0 | 0 |  |  | 0 |  | 0 | 0
|  | - | 0 | 0 | 0 | 0 | 0 | 0 | 0 |  |  | 0 |  | 0 | 0
|  | - | 0 | 0 | 0 | 0 | 0 | 0 | 0 |  |  | 0 |  | 0 | 0
|  | - | 0 | 0 | 0 | 0 | 0 | 0 | 0 |  |  | 0 |  | 0 | 0
|  | - | 0 | 0 | 0 | 0 | 0 | 0 | 0 |  |  | 0 |  | 0 | 0
|  | - | 0 | 0 | 0 | 0 | 0 | 0 | 0 |  |  | 0 |  | 0 | 0
|  | - | 0 | 0 | 0 | 0 | 0 | 0 | 0 |  |  | 0 |  | 0 | 0
|  | - | 0 | 0 | 0 | 0 | 0 | 0 | 0 |  |  | 0 |  | 0 | 0
|  | - | 0 | 0 | 0 | 0 | 0 | 0 | 0 |  |  | 0 |  | 0 | 0
|  | - | 0 | 0 | 0 | 0 | 0 | 0 | 0 |  |  | 0 |  | 0 | 0
|  | - | 0 | 0 | 0 | 0 | 0 | 0 | 0 |  |  | 0 |  | 0 | 0
|  | - | 0 | 0 | 0 | 0 | 0 | 0 | 0 |  |  | 0 |  | 0 | 0
|  | - | 0 | 0 | 0 | 0 | 0 | 0 | 0 |  |  | 0 |  | 0 | 0
|  | - | 0 | 0 | 0 | 0 | 0 | 0 | 0 |  |  | 0 |  | 0 | 0
|  | - | 0 | 0 | 0 | 0 | 0 | 0 | 0 |  |  | 0 |  | 0 | 0
|  | - | 0 | 0 | 0 | 0 | 0 | 0 | 0 |  |  | 0 |  | 0 | 0
|  | - | 0 | 0 | 0 | 0 | 0 | 0 | 0 |  |  | 0 |  | 0 | 0
|  | - | 0 | 0 | 0 | 0 | 0 | 0 | 0 |  |  | 0 |  | 0 | 0
|  | - | 0 | 0 | 0 | 0 | 0 | 0 | 0 |  |  | 0 |  | 0 | 0
|  | - | 0 | 0 | 0 | 0 | 0 | 0 | 0 |  |  | 0 |  | 0 | 0
|  | - | 0 | 0 | 0 | 0 | 0 | 0 | 0 |  |  | 0 |  | 0 | 0
|  | - | 0 | 0 | 0 | 0 | 0 | 0 | 0 |  |  | 0 |  | 0 | 0
|  | - | 0 | 0 | 0 | 0 | 0 | 0 | 0 |  |  | 0 |  | 0 | 0
|  | - | 0 | 0 | 0 | 0 | 0 | 0 | 0 |  |  | 0 |  | 0 | 0
|  | - | 0 | 0 | 0 | 0 | 0 | 0 | 0 |  |  | 0 |  | 0 | 0
|  | - | 0 | 0 | 0 | 0 | 0 | 0 | 0 |  |  | 0 |  | 0 | 0
|  | - | 0 | 0 | 0 | 0 | 0 | 0 | 0 |  |  | 0 |  | 0 | 0
|  | - | 0 | 0 | 0 | 0 | 0 | 0 | 0 |  |  | 0 |  | 0 | 0
|  | - | 0 | 0 | 0 | 0 | 0 | 0 | 0 |  |  | 0 |  | 0 | 0
|  | - | 0 | 0 | 0 | 0 | 0 | 0 | 0 |  |  | 0 |  | 0 | 0
|  | - | 0 | 0 | 0 | 0 | 0 | 0 | 0 |  |  | 0 |  | 0 | 0
|  | - | 0 | 0 | 0 | 0 | 0 | 0 | 0 |  |  | 0 |  | 0 | 0
|  | - | 0 | 0 | 0 | 0 | 0 | 0 | 0 |  |  | 0 |  | 0 | 0
|  | - | 0 | 0 | 0 | 0 | 0 | 0 | 0 |  |  | 0 |  | 0 | 0
|  | - | 0 | 0 | 0 | 0 | 0 | 0 | 0 |  |  | 0 |  | 0 | 0
|  | - | 0 | 0 | 0 | 0 | 0 | 0 | 0 |  |  | 0 |  | 0 | 0
|  | - | 0 | 0 | 0 | 0 | 0 | 0 | 0 |  |  | 0 |  | 0 | 0
|  | - | 0 | 0 | 0 | 0 | 0 | 0 | 0 |  |  | 0 |  | 0 | 0
|  | - | 0 | 0 | 0 | 0 | 0 | 0 | 0 |  |  | 0 |  | 0 | 0
|  | - | 0 | 0 | 0 | 0 | 0 | 0 | 0 |  |  | 0 |  | 0 | 0
|  | - | 0 | 0 | 0 | 0 | 0 | 0 | 0 |  |  | 0 |  | 0 | 0
|  | - | 0 | 0 | 0 | 0 | 0 | 0 | 0 |  |  | 0 |  | 0 | 0
|  | - | 0 | 0 | 0 | 0 | 0 | 0 | 0 |  |  | 0 |  | 0 | 0
|  | - | 0 | 0 | 0 | 0 | 0 | 0 | 0 |  |  | 0 |  | 0 | 0
|  | - | 0 | 0 | 0 | 0 | 0 | 0 | 0 |  |  | 0 |  | 0 | 0
|  | - | 0 | 0 | 0 | 0 | 0 | 0 | 0 |  |  | 0 |  | 0 | 0
|  | Project Totals |  | 0 |  |  | 0 | 0 | 0
** This is the total amount that needs to be reported to PJM for billing to all regions.
## This is the calculation of additional incentive revenue on projects deemed by the FERC to be eligible for an incentive return. This
additional incentive requirement is applicable for the life of this specific project. Each year the revenue requirement calculated for PJM
should be incremented by the amount of the incentive revenue calculated for that year on this project.

## WS J PROJECTED RTEP RR
AEPTCo subsidiaries in PJM | AEPTCo subsidiaries in PJM | AEPTCo subsidiaries in PJM | AEPTCo subsidiaries in PJM | AEPTCo subsidiaries in PJM | AEPTCo subsidiaries in PJM | AEPTCo subsidiaries in PJM | AEPTCo subsidiaries in PJM | AEPTCo subsidiaries in PJM | AEPTCo subsidiaries in PJM | AEPTCo subsidiaries in PJM | AEPTCo subsidiaries in PJM | AEPTCo subsidiaries in PJM | AEPTCo subsidiaries in PJM | AEPTCo subsidiaries in PJM
Cost of Service Formula Rate Using Actual/Projected FF1 Balances
Worksheet J Supporting Calculation of PROJECTED PJM RTEP Project Revenue Requirement Billed to Benefiting Zones
AEP Ohio Transmission Company
[13 empty] | Page 1 of | 23 | 1
| I. | Calculate Return and Income Taxes with 0 basis point ROE increase for Projects Qualified for Regional Billing.
A. Determine 'R' with hypothetical 0 basis point increase in ROE for Identified Projects
|  | ROE w/o incentives (TCOS, ln 138) |  |  | 9.85%
|  | Project ROE Incentive Adder |  |  | 0
|  | ROE with additional 0 basis point incentive |  |  | 9.85%
Determine R ( cost of long term debt, cost of preferred stock and equity percentage is from the TCOS, lns 136 through 138)
|  |  | % | Cost | Weighted cost
|  | Long Term Debt | 44.99% | 4.475% | 2.013%
|  | Preferred Stock | 0% | 0% | 0% |  |  |  |  | SUMMARY OF PROJECTED ANNUAL RTEP REVENUE REQUIREMENTS
|  | Common Stock | 55.01% | 9.85% | 5.419%
|  |  |  | R = | 7.432% | [6 empty] | Rev Require | W Incentives | Incentive Amounts
|  | B. Determine Return using 'R' with hypothetical 0 basis point ROE increase for Identified Projects. | [7 empty] | PROJECTED YEAR | 2026 | 39168368.1329 | 39168368.1329 | 0
|  | Rate Base (TCOS, ln 58) |  |  | 5487414341.317
|  | R (from A. above) |  |  | 7.432%
|  | Return (Rate Base x R) |  |  | 407823851.4768
C. Determine Income Taxes using Return with hypothetical 0 basis point ROE increase for Identified Projects.
|  | Return (from B. above) |  |  | 407823851.4768
|  | Effective Tax Rate (TCOS, ln 97) |  |  | 19.6%
|  | Income Tax Calculation (Return x CIT) |  |  | 79951066.2092
|  | ITC Adjustment |  |  | 0
|  | Excess Deferred Income Tax |  |  | 507217.3945
|  | Tax Affect of Permanent Differences |  |  | 1384108.5238
|  | Income Taxes |  |  | 81842392.1275
| II. | Calculate Net Plant Carrying Charge Rate (Fixed Charge Rate or FCR) with hypothetical 0
basis point ROE increase.
A. Determine Annual Revenue Requirement less return and Income Taxes.
|  | Annual Revenue Requirement (TCOS, ln 1) |  |  |  | 1060516789.6319
|  | Lease Payments (TCOS, Ln 80) |  |  |  | 0
|  | Return (TCOS, ln 109) |  |  |  | 407823851.4768
|  | Income Taxes (TCOS, ln 108) |  |  |  | 81842392.1275
|  | Annual Revenue Requirement, Less Return and Taxes |  |  |  | 570850546.0276
B. Determine Annual Revenue Requirement with hypothetical 0 basis point increase in ROE.
|  | Annual Revenue Requirement, Less Return and Taxes |  |  |  | 570850546.0276
|  | Return (from I.B. above) |  |  |  | 407823851.4768
|  | Income Taxes (from I.C. above) |  |  |  | 81842392.1275
|  | Annual Revenue Requirement, with 0 Basis Point ROE increase |  |  |  | 1060516789.6319
|  | Depreciation & Amortization (TCOS, ln 83) |  |  |  | 202266459.2545
|  | Annual Rev. Req, w/0 Basis Point ROE increase, less Depreciation |  |  |  | 858250330.3774
C. Determine FCR with hypothetical 0 basis point ROE increase.
|  | Net Transmission Plant (Projected TCOS, ln 33) |  |  |  | 5755326421.1821
|  | Annual Revenue Requirement, with 0 Basis Point ROE increase |  |  |  | 1060516789.6319
|  | FCR with 0 Basis Point increase in ROE |  |  |  | 18.43%
|  | Annual Rev. Req, w / 0 Basis Point ROE increase, less Dep. |  |  |  | 858250330.3774
|  | FCR with 0 Basis Point ROE increase, less Depreciation |  |  |  | 14.91%
|  | FCR less Depreciation (TCOS, ln 10) |  |  |  | 14.91%
|  | Incremental FCR with 0 Basis Point ROE increase, less Depreciation |  |  |  | 0%
| III. | Calculation of Composite Depreciation Rate
|  | Average Transmission Plant Balance for 2026 TCOS, ln 19 |  |  |  | 6935189789.4374
|  | Annual Depreciation and Amortization Expense (TCOS, ln 83) |  |  |  | 202266459.2545
|  | Composite Depreciation Rate |  |  |  | 2.917% |  | Note 1: Until AEP Ohio Transmission Company establishes Transmission plant in service the depreciation expense component of the carrying charge will be calculated as in the Operating Company formula approved in Docket No. ER08-1329. The calculation for AEP Ohio Transmission Company is shown on Worksheet P.
|  | Depreciable Life for Composite Depreciation Rate |  |  |  | 34.2874
|  | Average Life in Whole Years |  |  |  | 34
AEP Ohio Transmission Company Worksheet J - ATRR PROJECTED Calculation for PJM Projects Charged to Benefiting Zones | [12 empty] | Page 2 of | 23 | 1
| IV. | Determine the Revenue Requirement, and Additional Revenue Requirement for facilities receiving incentives.
A. Base Plan Facilities
|  | Facilities receiving incentives accepted by FERC in Docket No. |  |  |  |  | (e.g. ER05-925-000) |  |  | Current Projected Year ARR |  |  | 1241216.7567
[10 empty] | Current Projected Year ARR w/ Incentive |  |  | 1241216.7567
|  | Project Description: | RTEP ID: b0570 (LIMA-STERLING 138 KV LINE: REB) | [6 empty] | Current Projected Year Incentive ARR |  |  | 0
Details
|  | Investment | 10402068.27 | Current Year |  |  |  | 2026 |  | CUMULATIVE HISTORY OF PROJECTED ANNUAL REVENUE REQUIREMENTS:
|  | Service Year (yyyy) | 2012 | ROE increase accepted by FERC (Basis Points) |  |  |  | 0 |  | CUMULATIVE HISTORY OF PROJECTED ANNUAL REVENUE REQUIREMENTS:
|  | Service Month (1-12) | 12 | FCR w/o incentives, less depreciation |  |  |  | 14.91% |  | INPUT PROJECTED ARR (WITH & WITHOUT INCENTIVES) FROM EACH PRIOR YEAR
|  | Useful life | 34 | FCR w/incentives approved for these facilities, less dep. |  |  |  | 14.91% |  | TEMPLATE BELOW TO MAINTAIN HISTORY OF PROJECTED ARRS OVER THE
|  | CIAC (Yes or No) | No | Annual Depreciation Expense |  |  |  | 305943.1844 |  | LIFE OF THE PROJECT.
|  | Investment | Beginning | Depreciation | Ending | RTEP Rev. Req't. | RTEP Rev. Req't. | Incentive Rev. |  | RTEP Projected Rev. Req't.From Prior Year Template |  | RTEP Projected Rev. Req't.From Prior Year Template
|  | Year | Balance | Expense | Balance | w/o Incentives | with Incentives ** | Requirement ## |  | w/o Incentives |  | with Incentives **
|  | 2012 | 10402068.27 | 0 | 10402068.27 | 1551185.4369 | 1551185.4369 | 0 |  | 747659.6392 |  | 747659.6392
|  | 2013 | 10402068.27 | 305943.1844 | 10096125.0856 | 1834317.0708 | 1834317.0708 | 0 |  | 1093780 |  | 1093780
|  | 2014 | 10096125.0856 | 305943.1844 | 9790181.9012 | 1788693.9697 | 1788693.9697 | 0 |  | 1212574 |  | 1212574
|  | 2015 | 9790181.9012 | 305943.1844 | 9484238.7168 | 1743070.8686 | 1743070.8686 | 0 |  | 1166857 |  | 1166857
|  | 2016 | 9484238.7168 | 305943.1844 | 9178295.5324 | 1697447.7675 | 1697447.7675 | 0 |  | 1271115 |  | 1271115
|  | 2017 | 9178295.5324 | 305943.1844 | 8872352.3479 | 1651824.6665 | 1651824.6665 | 0 |  | 1517047 |  | 1517047
|  | 2018 | 8872352.3479 | 305943.1844 | 8566409.1635 | 1606201.5654 | 1606201.5654 | 0 |  | 1527231 |  | 1527231
|  | 2019 | 8566409.1635 | 305943.1844 | 8260465.9791 | 1560578.4643 | 1560578.4643 | 0 |  | 1559916.9071 |  | 1559916.9071
|  | 2020 | 8260465.9791 | 305943.1844 | 7954522.7947 | 1514955.3632 | 1514955.3632 | 0 |  | 1626375.9035 |  | 1626375.9035
|  | 2021 | 7954522.7947 | 305943.1844 | 7648579.6103 | 1469332.2621 | 1469332.2621 | 0 |  | 1457958.8662 |  | 1457958.8662
|  | 2022 | 7648579.6103 | 305943.1844 | 7342636.4259 | 1423709.161 | 1423709.161 | 0 |  | 1450434.6831 |  | 1450434.6831
|  | 2023 | 7342636.4259 | 305943.1844 | 7036693.2415 | 1378086.0599 | 1378086.0599 | 0 |  | 1408145.5058 |  | 1408145.5058
|  | 2024 | 7036693.2415 | 305943.1844 | 6730750.0571 | 1332462.9589 | 1332462.9589 | 0 |  | 1342418.2114 |  | 1342418.2114
|  | 2025 | 6730750.0571 | 305943.1844 | 6424806.8726 | 1286839.8578 | 1286839.8578 | 0 |  | 1294163.8861 |  | 1294163.8861
|  | 2026 | 6424806.8726 | 305943.1844 | 6118863.6882 | 1241216.7567 | 1241216.7567 | 0
|  | 2027 | 6118863.6882 | 305943.1844 | 5812920.5038 | 1195593.6556 | 1195593.6556 | 0
|  | 2028 | 5812920.5038 | 305943.1844 | 5506977.3194 | 1149970.5545 | 1149970.5545 | 0
|  | 2029 | 5506977.3194 | 305943.1844 | 5201034.135 | 1104347.4534 | 1104347.4534 | 0
|  | 2030 | 5201034.135 | 305943.1844 | 4895090.9506 | 1058724.3523 | 1058724.3523 | 0
|  | 2031 | 4895090.9506 | 305943.1844 | 4589147.7662 | 1013101.2512 | 1013101.2512 | 0
|  | 2032 | 4589147.7662 | 305943.1844 | 4283204.5818 | 967478.1502 | 967478.1502 | 0
|  | 2033 | 4283204.5818 | 305943.1844 | 3977261.3974 | 921855.0491 | 921855.0491 | 0
|  | 2034 | 3977261.3974 | 305943.1844 | 3671318.2129 | 876231.948 | 876231.948 | 0
|  | 2035 | 3671318.2129 | 305943.1844 | 3365375.0285 | 830608.8469 | 830608.8469 | 0
|  | 2036 | 3365375.0285 | 305943.1844 | 3059431.8441 | 784985.7458 | 784985.7458 | 0
|  | 2037 | 3059431.8441 | 305943.1844 | 2753488.6597 | 739362.6447 | 739362.6447 | 0
|  | 2038 | 2753488.6597 | 305943.1844 | 2447545.4753 | 693739.5436 | 693739.5436 | 0
|  | 2039 | 2447545.4753 | 305943.1844 | 2141602.2909 | 648116.4426 | 648116.4426 | 0
|  | 2040 | 2141602.2909 | 305943.1844 | 1835659.1065 | 602493.3415 | 602493.3415 | 0
|  | 2041 | 1835659.1065 | 305943.1844 | 1529715.9221 | 556870.2404 | 556870.2404 | 0
|  | 2042 | 1529715.9221 | 305943.1844 | 1223772.7376 | 511247.1393 | 511247.1393 | 0
|  | 2043 | 1223772.7376 | 305943.1844 | 917829.5532 | 465624.0382 | 465624.0382 | 0
|  | 2044 | 917829.5532 | 305943.1844 | 611886.3688 | 420000.9371 | 420000.9371 | 0
|  | 2045 | 611886.3688 | 305943.1844 | 305943.1844 | 374377.836 | 374377.836 | 0
|  | 2046 | 305943.1844 | 305943.1844 | 0 | 328754.735 | 328754.735 | 0
|  | 2047 | 0 | 0 | 0 | 0 | 0 | 0
|  | 2048 | 0 | 0 | 0 | 0 | 0 | 0
|  | 2049 | 0 | 0 | 0 | 0 | 0 | 0
|  | 2050 | 0 | 0 | 0 | 0 | 0 | 0
|  | 2051 | 0 | 0 | 0 | 0 | 0 | 0
|  | 2052 | 0 | 0 | 0 | 0 | 0 | 0
|  | 2053 | 0 | 0 | 0 | 0 | 0 | 0
|  | 2054 | 0 | 0 | 0 | 0 | 0 | 0
|  | 2055 | 0 | 0 | 0 | 0 | 0 | 0
|  | 2056 | 0 | 0 | 0 | 0 | 0 | 0
|  | 2057 | 0 | 0 | 0 | 0 | 0 | 0
|  | 2058 | 0 | 0 | 0 | 0 | 0 | 0
|  | 2059 | 0 | 0 | 0 | 0 | 0 | 0
|  | 2060 | 0 | 0 | 0 | 0 | 0 | 0
|  | 2061 | 0 | 0 | 0 | 0 | 0 | 0
|  | 2062 | 0 | 0 | 0 | 0 | 0 | 0
|  | 2063 | 0 | 0 | 0 | 0 | 0 | 0
|  | 2064 | 0 | 0 | 0 | 0 | 0 | 0
|  | 2065 | 0 | 0 | 0 | 0 | 0 | 0
|  | 2066 | 0 | 0 | 0 | 0 | 0 | 0
|  | 2067 | 0 | 0 | 0 | 0 | 0 | 0
|  | 2068 | 0 | 0 | 0 | 0 | 0 | 0
|  | 2069 | 0 | 0 | 0 | 0 | 0 | 0
|  | 2070 | 0 | 0 | 0 | 0 | 0 | 0
|  | 2071 | 0 | 0 | 0 | 0 | 0 | 0
|  | Project Totals |  | 10402068.27 |  | 38323406.1348 | 38323406.1348 | 0
** This is the total amount that needs to be reported to PJM for billing to all regions.
## This is the calculation of additional incentive revenue on projects deemed by the FERC to be eligible for an incentive return. This
additional incentive requirement is applicable for the life of this specific project. Each year the revenue requirement calculated for PJM
should be incremented by the amount of the incentive revenue calculated for that year on this project.
In order to calculate the proper monthly RTEP billing amount, PJM requires a 12 month revenue requirement for each RTEP project. As a result, notwithstanding the fact that the project was in service for a partial year, the project revenue requirement in the year that the project goes into service has been annualized (shown at the full-year level) so that PJM will collect the correct monthly billings.
Worksheet J - ATRR PROJECTED Calculation for PJM Projects Charged to Benefiting Zones | [12 empty] | Page 3 of | 23 | 1
| IV. | Determine the Revenue Requirement, and Additional Revenue Requirement for facilities receiving incentives.
A. Base Plan Facilities
|  | Facilities receiving incentives accepted by FERC in Docket No. |  |  |  |  | (e.g. ER05-925-000) |  |  | Current Projected Year ARR |  |  | 399285.9111
[10 empty] | Current Projected Year ARR w/ Incentive |  |  | 399285.9111
|  | Project Description: | RTEP ID: b1231 (WAPAKONETA-WEST MOULTON 138/69KV Transformer) | [6 empty] | Current Projected Year Incentive ARR |  |  | 0
Details
|  | Investment | 3473922.17 | Current Year |  |  |  | 2026 |  | CUMULATIVE HISTORY OF PROJECTED ANNUAL REVENUE REQUIREMENTS:
|  | Service Year (yyyy) | 2011 | ROE increase accepted by FERC (Basis Points) |  |  |  | 0 |  | CUMULATIVE HISTORY OF PROJECTED ANNUAL REVENUE REQUIREMENTS:
|  | Service Month (1-12) | 12 | FCR w/o incentives, less depreciation |  |  |  | 14.91% |  | INPUT PROJECTED ARR (WITH & WITHOUT INCENTIVES) FROM EACH PRIOR YEAR
|  | Useful life | 34 | FCR w/incentives approved for these facilities, less dep. |  |  |  | 14.91% |  | TEMPLATE BELOW TO MAINTAIN HISTORY OF PROJECTED ARRS OVER THE
|  | CIAC (Yes or No) | No | Annual Depreciation Expense |  |  |  | 102174.1815 |  | LIFE OF THE PROJECT.
|  | Investment | Beginning | Depreciation | Ending | RTEP Rev. Req't. | RTEP Rev. Req't. | Incentive Rev. |  | RTEP Projected Rev. Req't.From Prior Year Template |  | RTEP Projected Rev. Req't.From Prior Year Template
|  | Year | Balance | Expense | Balance | w/o Incentives | with Incentives ** | Requirement ## |  | w/o Incentives |  | with Incentives **
|  | 2011 | 3473922.17 | 0 | 3473922.17 | 518040.9645 | 518040.9645 | 0
|  | 2012 | 3473922.17 | 102174.1815 | 3371747.9885 | 612596.8965 | 612596.8965 | 0 |  | 386386 |  | 386386
|  | 2013 | 3371747.9885 | 102174.1815 | 3269573.8071 | 597360.3975 | 597360.3975 | 0 |  | 410711 |  | 410711
|  | 2014 | 3269573.8071 | 102174.1815 | 3167399.6256 | 582123.8986 | 582123.8986 | 0 |  | 453040 |  | 453040
|  | 2015 | 3167399.6256 | 102174.1815 | 3065225.4441 | 566887.3996 | 566887.3996 | 0 |  | 435575 |  | 435575
|  | 2016 | 3065225.4441 | 102174.1815 | 2963051.2626 | 551650.9006 | 551650.9006 | 0 |  | 473027 |  | 473027
|  | 2017 | 2963051.2626 | 102174.1815 | 2860877.0812 | 536414.4017 | 536414.4017 | 0 |  | 562920 |  | 562920
|  | 2018 | 2860877.0812 | 102174.1815 | 2758702.8997 | 521177.9027 | 521177.9027 | 0 |  | 499743 |  | 499743
|  | 2019 | 2758702.8997 | 102174.1815 | 2656528.7182 | 505941.4038 | 505941.4038 | 0 |  | 509430.7544 |  | 509430.7544
|  | 2020 | 2656528.7182 | 102174.1815 | 2554354.5368 | 490704.9048 | 490704.9048 | 0 |  | 529805.8315 |  | 529805.8315
|  | 2021 | 2554354.5368 | 102174.1815 | 2452180.3553 | 475468.4059 | 475468.4059 | 0 |  | 473116.5193 |  | 473116.5193
|  | 2022 | 2452180.3553 | 102174.1815 | 2350006.1738 | 460231.9069 | 460231.9069 | 0 |  | 469756.1894 |  | 469756.1894
|  | 2023 | 2350006.1738 | 102174.1815 | 2247831.9924 | 444995.408 | 444995.408 | 0 |  | 455127.1955 |  | 455127.1955
|  | 2024 | 2247831.9924 | 102174.1815 | 2145657.8109 | 429758.909 | 429758.909 | 0 |  | 433466.2716 |  | 433466.2716
|  | 2025 | 2145657.8109 | 102174.1815 | 2043483.6294 | 414522.4101 | 414522.4101 | 0 |  | 417407.0991 |  | 417407.0991
|  | 2026 | 2043483.6294 | 102174.1815 | 1941309.4479 | 399285.9111 | 399285.9111 | 0
|  | 2027 | 1941309.4479 | 102174.1815 | 1839135.2665 | 384049.4121 | 384049.4121 | 0
|  | 2028 | 1839135.2665 | 102174.1815 | 1736961.085 | 368812.9132 | 368812.9132 | 0
|  | 2029 | 1736961.085 | 102174.1815 | 1634786.9035 | 353576.4142 | 353576.4142 | 0
|  | 2030 | 1634786.9035 | 102174.1815 | 1532612.7221 | 338339.9153 | 338339.9153 | 0
|  | 2031 | 1532612.7221 | 102174.1815 | 1430438.5406 | 323103.4163 | 323103.4163 | 0
|  | 2032 | 1430438.5406 | 102174.1815 | 1328264.3591 | 307866.9174 | 307866.9174 | 0
|  | 2033 | 1328264.3591 | 102174.1815 | 1226090.1776 | 292630.4184 | 292630.4184 | 0
|  | 2034 | 1226090.1776 | 102174.1815 | 1123915.9962 | 277393.9195 | 277393.9195 | 0
|  | 2035 | 1123915.9962 | 102174.1815 | 1021741.8147 | 262157.4205 | 262157.4205 | 0
|  | 2036 | 1021741.8147 | 102174.1815 | 919567.6332 | 246920.9215 | 246920.9215 | 0
|  | 2037 | 919567.6332 | 102174.1815 | 817393.4518 | 231684.4226 | 231684.4226 | 0
|  | 2038 | 817393.4518 | 102174.1815 | 715219.2703 | 216447.9236 | 216447.9236 | 0
|  | 2039 | 715219.2703 | 102174.1815 | 613045.0888 | 201211.4247 | 201211.4247 | 0
|  | 2040 | 613045.0888 | 102174.1815 | 510870.9074 | 185974.9257 | 185974.9257 | 0
|  | 2041 | 510870.9074 | 102174.1815 | 408696.7259 | 170738.4268 | 170738.4268 | 0
|  | 2042 | 408696.7259 | 102174.1815 | 306522.5444 | 155501.9278 | 155501.9278 | 0
|  | 2043 | 306522.5444 | 102174.1815 | 204348.3629 | 140265.4289 | 140265.4289 | 0
|  | 2044 | 204348.3629 | 102174.1815 | 102174.1815 | 125028.9299 | 125028.9299 | 0
|  | 2045 | 102174.1815 | 102174.1815 | 0 | 109792.4309 | 109792.4309 | 0
|  | 2046 | 0 | 0 | 0 | 0 | 0 | 0
|  | 2047 | 0 | 0 | 0 | 0 | 0 | 0
|  | 2048 | 0 | 0 | 0 | 0 | 0 | 0
|  | 2049 | 0 | 0 | 0 | 0 | 0 | 0
|  | 2050 | 0 | 0 | 0 | 0 | 0 | 0
|  | 2051 | 0 | 0 | 0 | 0 | 0 | 0
|  | 2052 | 0 | 0 | 0 | 0 | 0 | 0
|  | 2053 | 0 | 0 | 0 | 0 | 0 | 0
|  | 2054 | 0 | 0 | 0 | 0 | 0 | 0
|  | 2055 | 0 | 0 | 0 | 0 | 0 | 0
|  | 2056 | 0 | 0 | 0 | 0 | 0 | 0
|  | 2057 | 0 | 0 | 0 | 0 | 0 | 0
|  | 2058 | 0 | 0 | 0 | 0 | 0 | 0
|  | 2059 | 0 | 0 | 0 | 0 | 0 | 0
|  | 2060 | 0 | 0 | 0 | 0 | 0 | 0
|  | 2061 | 0 | 0 | 0 | 0 | 0 | 0
|  | 2062 | 0 | 0 | 0 | 0 | 0 | 0
|  | 2063 | 0 | 0 | 0 | 0 | 0 | 0
|  | 2064 | 0 | 0 | 0 | 0 | 0 | 0
|  | 2065 | 0 | 0 | 0 | 0 | 0 | 0
|  | 2066 | 0 | 0 | 0 | 0 | 0 | 0
|  | 2067 | 0 | 0 | 0 | 0 | 0 | 0
|  | 2068 | 0 | 0 | 0 | 0 | 0 | 0
|  | 2069 | 0 | 0 | 0 | 0 | 0 | 0
|  | 2070 | 0 | 0 | 0 | 0 | 0 | 0
|  | Project Totals |  | 3473922.17 |  | 12798659.5306 | 12798659.5306 | 0
** This is the total amount that needs to be reported to PJM for billing to all regions.
## This is the calculation of additional incentive revenue on projects deemed by the FERC to be eligible for an incentive return. This
additional incentive requirement is applicable for the life of this specific project. Each year the revenue requirement calculated for PJM
should be incremented by the amount of the incentive revenue calculated for that year on this project.
In order to calculate the proper monthly RTEP billing amount, PJM requires a 12 month revenue requirement for each RTEP project. As a result, notwithstanding the fact that the project was in service for a partial year, the project revenue requirement in the year that the project goes into service has been annualized (shown at the full-year level) so that PJM will collect the correct monthly billings.
Worksheet J - ATRR PROJECTED Calculation for PJM Projects Charged to Benefiting Zones | [12 empty] | Page 4 of | 23 | 1
| IV. | Determine the Revenue Requirement, and Additional Revenue Requirement for facilities receiving incentives.
A. Base Plan Facilities
|  | Facilities receiving incentives accepted by FERC in Docket No. |  |  |  |  | (e.g. ER05-925-000) |  |  | Current Projected Year ARR |  |  | 1029393.0705
[10 empty] | Current Projected Year ARR w/ Incentive |  |  | 1029393.0705
|  | Project Description: | RTEP ID: b1034.1 (South Canton - West Canton 138kV line and Wagenhals – Wayview 138kV | [6 empty] | Current Projected Year Incentive ARR |  |  | 0
Details
|  | Investment | 8345674.53 | Current Year |  |  |  | 2026 |  | CUMULATIVE HISTORY OF PROJECTED ANNUAL REVENUE REQUIREMENTS:
|  | Service Year (yyyy) | 2013 | ROE increase accepted by FERC (Basis Points) |  |  |  | 0 |  | CUMULATIVE HISTORY OF PROJECTED ANNUAL REVENUE REQUIREMENTS:
|  | Service Month (1-12) | 11 | FCR w/o incentives, less depreciation |  |  |  | 14.91% |  | INPUT PROJECTED ARR (WITH & WITHOUT INCENTIVES) FROM EACH PRIOR YEAR
|  | Useful life | 34 | FCR w/incentives approved for these facilities, less dep. |  |  |  | 14.91% |  | TEMPLATE BELOW TO MAINTAIN HISTORY OF PROJECTED ARRS OVER THE
|  | CIAC (Yes or No) | No | Annual Depreciation Expense |  |  |  | 245461.0156 |  | LIFE OF THE PROJECT.
|  | Investment | Beginning | Depreciation | Ending | RTEP Rev. Req't. | RTEP Rev. Req't. | Incentive Rev. |  | RTEP Projected Rev. Req't.From Prior Year Template |  | RTEP Projected Rev. Req't.From Prior Year Template
|  | Year | Balance | Expense | Balance | w/o Incentives | with Incentives ** | Requirement ## |  | w/o Incentives |  | with Incentives **
|  | 2013 | 8345674.53 | 20455.0846 | 8325219.4454 | 1263460.1911 | 1263460.1911 | 0 |  | 443007 |  | 443007
|  | 2014 | 8325219.4454 | 245461.0156 | 8079758.4298 | 1468639.0468 | 1468639.0468 | 0 |  | 964332 |  | 964332
|  | 2015 | 8079758.4298 | 245461.0156 | 7834297.4142 | 1432035.2154 | 1432035.2154 | 0 |  | 1065163 |  | 1065163
|  | 2016 | 7834297.4142 | 245461.0156 | 7588836.3986 | 1395431.384 | 1395431.384 | 0 |  | 1173750 |  | 1173750
|  | 2017 | 7588836.3986 | 245461.0156 | 7343375.383 | 1358827.5527 | 1358827.5527 | 0 |  | 1404427 |  | 1404427
|  | 2018 | 7343375.383 | 245461.0156 | 7097914.3674 | 1322223.7213 | 1322223.7213 | 0 |  | 1247990 |  | 1247990
|  | 2019 | 7097914.3674 | 245461.0156 | 6852453.3518 | 1285619.89 | 1285619.89 | 0 |  | 1276918.4757 |  | 1276918.4757
|  | 2020 | 6852453.3518 | 245461.0156 | 6606992.3363 | 1249016.0586 | 1249016.0586 | 0 |  | 1334246.8269 |  | 1334246.8269
|  | 2021 | 6606992.3363 | 245461.0156 | 6361531.3207 | 1212412.2273 | 1212412.2273 | 0 |  | 1200102.0351 |  | 1200102.0351
|  | 2022 | 6361531.3207 | 245461.0156 | 6116070.3051 | 1175808.3959 | 1175808.3959 | 0 |  | 1195931.7043 |  | 1195931.7043
|  | 2023 | 6116070.3051 | 245461.0156 | 5870609.2895 | 1139204.5645 | 1139204.5645 | 0 |  | 1163116.735 |  | 1163116.735
|  | 2024 | 5870609.2895 | 245461.0156 | 5625148.2739 | 1102600.7332 | 1102600.7332 | 0 |  | 1109745.2349 |  | 1109745.2349
|  | 2025 | 5625148.2739 | 245461.0156 | 5379687.2583 | 1065996.9018 | 1065996.9018 | 0 |  | 1070906.8895 |  | 1070906.8895
|  | 2026 | 5379687.2583 | 245461.0156 | 5134226.2427 | 1029393.0705 | 1029393.0705 | 0
|  | 2027 | 5134226.2427 | 245461.0156 | 4888765.2271 | 992789.2391 | 992789.2391 | 0
|  | 2028 | 4888765.2271 | 245461.0156 | 4643304.2115 | 956185.4078 | 956185.4078 | 0
|  | 2029 | 4643304.2115 | 245461.0156 | 4397843.196 | 919581.5764 | 919581.5764 | 0
|  | 2030 | 4397843.196 | 245461.0156 | 4152382.1804 | 882977.745 | 882977.745 | 0
|  | 2031 | 4152382.1804 | 245461.0156 | 3906921.1648 | 846373.9137 | 846373.9137 | 0
|  | 2032 | 3906921.1648 | 245461.0156 | 3661460.1492 | 809770.0823 | 809770.0823 | 0
|  | 2033 | 3661460.1492 | 245461.0156 | 3415999.1336 | 773166.251 | 773166.251 | 0
|  | 2034 | 3415999.1336 | 245461.0156 | 3170538.118 | 736562.4196 | 736562.4196 | 0
|  | 2035 | 3170538.118 | 245461.0156 | 2925077.1024 | 699958.5883 | 699958.5883 | 0
|  | 2036 | 2925077.1024 | 245461.0156 | 2679616.0868 | 663354.7569 | 663354.7569 | 0
|  | 2037 | 2679616.0868 | 245461.0156 | 2434155.0713 | 626750.9256 | 626750.9256 | 0
|  | 2038 | 2434155.0713 | 245461.0156 | 2188694.0557 | 590147.0942 | 590147.0942 | 0
|  | 2039 | 2188694.0557 | 245461.0156 | 1943233.0401 | 553543.2628 | 553543.2628 | 0
|  | 2040 | 1943233.0401 | 245461.0156 | 1697772.0245 | 516939.4315 | 516939.4315 | 0
|  | 2041 | 1697772.0245 | 245461.0156 | 1452311.0089 | 480335.6001 | 480335.6001 | 0
|  | 2042 | 1452311.0089 | 245461.0156 | 1206849.9933 | 443731.7688 | 443731.7688 | 0
|  | 2043 | 1206849.9933 | 245461.0156 | 961388.9777 | 407127.9374 | 407127.9374 | 0
|  | 2044 | 961388.9777 | 245461.0156 | 715927.9621 | 370524.1061 | 370524.1061 | 0
|  | 2045 | 715927.9621 | 245461.0156 | 470466.9465 | 333920.2747 | 333920.2747 | 0
|  | 2046 | 470466.9465 | 245461.0156 | 225005.931 | 297316.4433 | 297316.4433 | 0
|  | 2047 | 225005.931 | 225005.931 | 0 | 241782.687 | 241782.687 | 0
|  | 2048 | 0 | 0 | 0 | 0 | 0 | 0
|  | 2049 | 0 | 0 | 0 | 0 | 0 | 0
|  | 2050 | 0 | 0 | 0 | 0 | 0 | 0
|  | 2051 | 0 | 0 | 0 | 0 | 0 | 0
|  | 2052 | 0 | 0 | 0 | 0 | 0 | 0
|  | 2053 | 0 | 0 | 0 | 0 | 0 | 0
|  | 2054 | 0 | 0 | 0 | 0 | 0 | 0
|  | 2055 | 0 | 0 | 0 | 0 | 0 | 0
|  | 2056 | 0 | 0 | 0 | 0 | 0 | 0
|  | 2057 | 0 | 0 | 0 | 0 | 0 | 0
|  | 2058 | 0 | 0 | 0 | 0 | 0 | 0
|  | 2059 | 0 | 0 | 0 | 0 | 0 | 0
|  | 2060 | 0 | 0 | 0 | 0 | 0 | 0
|  | 2061 | 0 | 0 | 0 | 0 | 0 | 0
|  | 2062 | 0 | 0 | 0 | 0 | 0 | 0
|  | 2063 | 0 | 0 | 0 | 0 | 0 | 0
|  | 2064 | 0 | 0 | 0 | 0 | 0 | 0
|  | 2065 | 0 | 0 | 0 | 0 | 0 | 0
|  | 2066 | 0 | 0 | 0 | 0 | 0 | 0
|  | 2067 | 0 | 0 | 0 | 0 | 0 | 0
|  | 2068 | 0 | 0 | 0 | 0 | 0 | 0
|  | 2069 | 0 | 0 | 0 | 0 | 0 | 0
|  | 2070 | 0 | 0 | 0 | 0 | 0 | 0
|  | 2071 | 0 | 0 | 0 | 0 | 0 | 0
|  | 2072 | 0 | 0 | 0 | 0 | 0 | 0
|  | Project Totals |  | 8345674.53 |  | 30643508.4648 | 30643508.4648 | 0
** This is the total amount that needs to be reported to PJM for billing to all regions.
## This is the calculation of additional incentive revenue on projects deemed by the FERC to be eligible for an incentive return. This
additional incentive requirement is applicable for the life of this specific project. Each year the revenue requirement calculated for PJM
should be incremented by the amount of the incentive revenue calculated for that year on this project.
In order to calculate the proper monthly RTEP billing amount, PJM requires a 12 month revenue requirement for each RTEP project. As a result, notwithstanding the fact that the project was in service for a partial year, the project revenue requirement in the year that the project goes into service has been annualized (shown at the full-year level) so that PJM will collect the correct monthly billings.
Worksheet J - ATRR PROJECTED Calculation for PJM Projects Charged to Benefiting Zones | [12 empty] | Page 5 of | 23 | 1
| IV. | Determine the Revenue Requirement, and Additional Revenue Requirement for facilities receiving incentives.
A. Base Plan Facilities
|  | Facilities receiving incentives accepted by FERC in Docket No. |  |  |  |  | (e.g. ER05-925-000) |  |  | Current Projected Year ARR |  |  | 532587.4645
[10 empty] | Current Projected Year ARR w/ Incentive |  |  | 532587.4645
|  | Project Description: | RTEP ID: b1034.8 (138kV Circuit Breakers at the West Canton, South Canton, Canton Central, and Wagenhals stations) | [6 empty] | Current Projected Year Incentive ARR |  |  | 0
Details
|  | Investment | 4305128.67 | Current Year |  |  |  | 2026 |  | CUMULATIVE HISTORY OF PROJECTED ANNUAL REVENUE REQUIREMENTS:
|  | Service Year (yyyy) | 2013 | ROE increase accepted by FERC (Basis Points) |  |  |  | 0 |  | CUMULATIVE HISTORY OF PROJECTED ANNUAL REVENUE REQUIREMENTS:
|  | Service Month (1-12) | 12 | FCR w/o incentives, less depreciation |  |  |  | 14.91% |  | INPUT PROJECTED ARR (WITH & WITHOUT INCENTIVES) FROM EACH PRIOR YEAR
|  | Useful life | 34 | FCR w/incentives approved for these facilities, less dep. |  |  |  | 14.91% |  | TEMPLATE BELOW TO MAINTAIN HISTORY OF PROJECTED ARRS OVER THE
|  | CIAC (Yes or No) | No | Annual Depreciation Expense |  |  |  | 126621.4315 |  | LIFE OF THE PROJECT.
|  | Investment | Beginning | Depreciation | Ending | RTEP Rev. Req't. | RTEP Rev. Req't. | Incentive Rev. |  | RTEP Projected Rev. Req't.From Prior Year Template |  | RTEP Projected Rev. Req't.From Prior Year Template
|  | Year | Balance | Expense | Balance | w/o Incentives | with Incentives ** | Requirement ## |  | w/o Incentives |  | with Incentives **
|  | 2013 | 4305128.67 | 0 | 4305128.67 | 641992.7964 | 641992.7964 | 0 |  | 244284 |  | 244284
|  | 2014 | 4305128.67 | 126621.4315 | 4178507.2385 | 759173.1573 | 759173.1573 | 0 |  | 568269 |  | 568269
|  | 2015 | 4178507.2385 | 126621.4315 | 4051885.8071 | 740291.0163 | 740291.0163 | 0 |  | 554603 |  | 554603
|  | 2016 | 4051885.8071 | 126621.4315 | 3925264.3756 | 721408.8752 | 721408.8752 | 0 |  | 606319 |  | 606319
|  | 2017 | 3925264.3756 | 126621.4315 | 3798642.9441 | 702526.7341 | 702526.7341 | 0 |  | 725644 |  | 725644
|  | 2018 | 3798642.9441 | 126621.4315 | 3672021.5126 | 683644.5931 | 683644.5931 | 0 |  | 644841 |  | 644841
|  | 2019 | 3672021.5126 | 126621.4315 | 3545400.0812 | 664762.452 | 664762.452 | 0 |  | 659890.656 |  | 659890.656
|  | 2020 | 3545400.0812 | 126621.4315 | 3418778.6497 | 645880.3109 | 645880.3109 | 0 |  | 689651.515 |  | 689651.515
|  | 2021 | 3418778.6497 | 126621.4315 | 3292157.2182 | 626998.1698 | 626998.1698 | 0 |  | 620498.5745 |  | 620498.5745
|  | 2022 | 3292157.2182 | 126621.4315 | 3165535.7868 | 608116.0288 | 608116.0288 | 0 |  | 618434.8286 |  | 618434.8286
|  | 2023 | 3165535.7868 | 126621.4315 | 3038914.3553 | 589233.8877 | 589233.8877 | 0 |  | 601559.4124 |  | 601559.4124
|  | 2024 | 3038914.3553 | 126621.4315 | 2912292.9238 | 570351.7466 | 570351.7466 | 0 |  | 573997.7301 |  | 573997.7301
|  | 2025 | 2912292.9238 | 126621.4315 | 2785671.4924 | 551469.6056 | 551469.6056 | 0 |  | 553957.122 |  | 553957.122
|  | 2026 | 2785671.4924 | 126621.4315 | 2659050.0609 | 532587.4645 | 532587.4645 | 0
|  | 2027 | 2659050.0609 | 126621.4315 | 2532428.6294 | 513705.3234 | 513705.3234 | 0
|  | 2028 | 2532428.6294 | 126621.4315 | 2405807.1979 | 494823.1823 | 494823.1823 | 0
|  | 2029 | 2405807.1979 | 126621.4315 | 2279185.7665 | 475941.0413 | 475941.0413 | 0
|  | 2030 | 2279185.7665 | 126621.4315 | 2152564.335 | 457058.9002 | 457058.9002 | 0
|  | 2031 | 2152564.335 | 126621.4315 | 2025942.9035 | 438176.7591 | 438176.7591 | 0
|  | 2032 | 2025942.9035 | 126621.4315 | 1899321.4721 | 419294.6181 | 419294.6181 | 0
|  | 2033 | 1899321.4721 | 126621.4315 | 1772700.0406 | 400412.477 | 400412.477 | 0
|  | 2034 | 1772700.0406 | 126621.4315 | 1646078.6091 | 381530.3359 | 381530.3359 | 0
|  | 2035 | 1646078.6091 | 126621.4315 | 1519457.1776 | 362648.1949 | 362648.1949 | 0
|  | 2036 | 1519457.1776 | 126621.4315 | 1392835.7462 | 343766.0538 | 343766.0538 | 0
|  | 2037 | 1392835.7462 | 126621.4315 | 1266214.3147 | 324883.9127 | 324883.9127 | 0
|  | 2038 | 1266214.3147 | 126621.4315 | 1139592.8832 | 306001.7716 | 306001.7716 | 0
|  | 2039 | 1139592.8832 | 126621.4315 | 1012971.4518 | 287119.6306 | 287119.6306 | 0
|  | 2040 | 1012971.4518 | 126621.4315 | 886350.0203 | 268237.4895 | 268237.4895 | 0
|  | 2041 | 886350.0203 | 126621.4315 | 759728.5888 | 249355.3484 | 249355.3484 | 0
|  | 2042 | 759728.5888 | 126621.4315 | 633107.1574 | 230473.2074 | 230473.2074 | 0
|  | 2043 | 633107.1574 | 126621.4315 | 506485.7259 | 211591.0663 | 211591.0663 | 0
|  | 2044 | 506485.7259 | 126621.4315 | 379864.2944 | 192708.9252 | 192708.9252 | 0
|  | 2045 | 379864.2944 | 126621.4315 | 253242.8629 | 173826.7841 | 173826.7841 | 0
|  | 2046 | 253242.8629 | 126621.4315 | 126621.4315 | 154944.6431 | 154944.6431 | 0
|  | 2047 | 126621.4315 | 126621.4315 | 0 | 136062.502 | 136062.502 | 0
|  | 2048 | 0 | 0 | 0 | 0 | 0 | 0
|  | 2049 | 0 | 0 | 0 | 0 | 0 | 0
|  | 2050 | 0 | 0 | 0 | 0 | 0 | 0
|  | 2051 | 0 | 0 | 0 | 0 | 0 | 0
|  | 2052 | 0 | 0 | 0 | 0 | 0 | 0
|  | 2053 | 0 | 0 | 0 | 0 | 0 | 0
|  | 2054 | 0 | 0 | 0 | 0 | 0 | 0
|  | 2055 | 0 | 0 | 0 | 0 | 0 | 0
|  | 2056 | 0 | 0 | 0 | 0 | 0 | 0
|  | 2057 | 0 | 0 | 0 | 0 | 0 | 0
|  | 2058 | 0 | 0 | 0 | 0 | 0 | 0
|  | 2059 | 0 | 0 | 0 | 0 | 0 | 0
|  | 2060 | 0 | 0 | 0 | 0 | 0 | 0
|  | 2061 | 0 | 0 | 0 | 0 | 0 | 0
|  | 2062 | 0 | 0 | 0 | 0 | 0 | 0
|  | 2063 | 0 | 0 | 0 | 0 | 0 | 0
|  | 2064 | 0 | 0 | 0 | 0 | 0 | 0
|  | 2065 | 0 | 0 | 0 | 0 | 0 | 0
|  | 2066 | 0 | 0 | 0 | 0 | 0 | 0
|  | 2067 | 0 | 0 | 0 | 0 | 0 | 0
|  | 2068 | 0 | 0 | 0 | 0 | 0 | 0
|  | 2069 | 0 | 0 | 0 | 0 | 0 | 0
|  | 2070 | 0 | 0 | 0 | 0 | 0 | 0
|  | 2071 | 0 | 0 | 0 | 0 | 0 | 0
|  | 2072 | 0 | 0 | 0 | 0 | 0 | 0
|  | Project Totals |  | 4305128.67 |  | 15860999.0052 | 15860999.0052 | 0
** This is the total amount that needs to be reported to PJM for billing to all regions.
## This is the calculation of additional incentive revenue on projects deemed by the FERC to be eligible for an incentive return. This
additional incentive requirement is applicable for the life of this specific project. Each year the revenue requirement calculated for PJM
should be incremented by the amount of the incentive revenue calculated for that year on this project.
In order to calculate the proper monthly RTEP billing amount, PJM requires a 12 month revenue requirement for each RTEP project. As a result, notwithstanding the fact that the project was in service for a partial year, the project revenue requirement in the year that the project goes into service has been annualized (shown at the full-year level) so that PJM will collect the correct monthly billings.
Worksheet J - ATRR PROJECTED Calculation for PJM Projects Charged to Benefiting Zones | [12 empty] | Page 6 of | 23 | 1
| IV. | Determine the Revenue Requirement, and Additional Revenue Requirement for facilities receiving incentives.
A. Base Plan Facilities
|  | Facilities receiving incentives accepted by FERC in Docket No. |  |  |  |  | (e.g. ER05-925-000) |  |  | Current Projected Year ARR |  |  | 132376.5762
[10 empty] | Current Projected Year ARR w/ Incentive |  |  | 132376.5762
|  | Project Description: | RTEP ID: b1864.2 (West Bellaire-Brues 138 kV Circuit) | [6 empty] | Current Projected Year Incentive ARR |  |  | 0
Details
|  | Investment | 1076416.06 | Current Year |  |  |  | 2026 |  | CUMULATIVE HISTORY OF PROJECTED ANNUAL REVENUE REQUIREMENTS:
|  | Service Year (yyyy) | 2013 | ROE increase accepted by FERC (Basis Points) |  |  |  | 0 |  | CUMULATIVE HISTORY OF PROJECTED ANNUAL REVENUE REQUIREMENTS:
|  | Service Month (1-12) | 10 | FCR w/o incentives, less depreciation |  |  |  | 14.91% |  | INPUT PROJECTED ARR (WITH & WITHOUT INCENTIVES) FROM EACH PRIOR YEAR
|  | Useful life | 34 | FCR w/incentives approved for these facilities, less dep. |  |  |  | 14.91% |  | TEMPLATE BELOW TO MAINTAIN HISTORY OF PROJECTED ARRS OVER THE
|  | CIAC (Yes or No) | No | Annual Depreciation Expense |  |  |  | 31659.2959 |  | LIFE OF THE PROJECT.
|  | Investment | Beginning | Depreciation | Ending | RTEP Rev. Req't. | RTEP Rev. Req't. | Incentive Rev. |  | RTEP Projected Rev. Req't.From Prior Year Template |  | RTEP Projected Rev. Req't.From Prior Year Template
|  | Year | Balance | Expense | Balance | w/o Incentives | with Incentives ** | Requirement ## |  | w/o Incentives |  | with Incentives **
|  | 2013 | 1076416.06 | 5276.5493 | 1071139.5107 | 165401.288 | 165401.288 | 0 |  | 124755 |  | 124755
|  | 2014 | 1071139.5107 | 31659.2959 | 1039480.2148 | 189030.0464 | 189030.0464 | 0 |  | 140765 |  | 140765
|  | 2015 | 1039480.2148 | 31659.2959 | 1007820.9189 | 184308.9239 | 184308.9239 | 0 |  | 137783 |  | 137783
|  | 2016 | 1007820.9189 | 31659.2959 | 976161.623 | 179587.8014 | 179587.8014 | 0 |  | 151179 |  | 151179
|  | 2017 | 976161.623 | 31659.2959 | 944502.3272 | 174866.6788 | 174866.6788 | 0 |  | 180849 |  | 180849
|  | 2018 | 944502.3272 | 31659.2959 | 912843.0313 | 170145.5563 | 170145.5563 | 0 |  | 160698 |  | 160698
|  | 2019 | 912843.0313 | 31659.2959 | 881183.7354 | 165424.4338 | 165424.4338 | 0 |  | 164397.9213 |  | 164397.9213
|  | 2020 | 881183.7354 | 31659.2959 | 849524.4395 | 160703.3113 | 160703.3113 | 0 |  | 171745.0776 |  | 171745.0776
|  | 2021 | 849524.4395 | 31659.2959 | 817865.1436 | 155982.1888 | 155982.1888 | 0 |  | 154431.7651 |  | 154431.7651
|  | 2022 | 817865.1436 | 31659.2959 | 786205.8477 | 151261.0663 | 151261.0663 | 0 |  | 153871.9963 |  | 153871.9963
|  | 2023 | 786205.8477 | 31659.2959 | 754546.5519 | 146539.9438 | 146539.9438 | 0 |  | 149626.5109 |  | 149626.5109
|  | 2024 | 754546.5519 | 31659.2959 | 722887.256 | 141818.8212 | 141818.8212 | 0 |  | 142750.1921 |  | 142750.1921
|  | 2025 | 722887.256 | 31659.2959 | 691227.9601 | 137097.6987 | 137097.6987 | 0 |  | 137742.312 |  | 137742.312
|  | 2026 | 691227.9601 | 31659.2959 | 659568.6642 | 132376.5762 | 132376.5762 | 0
|  | 2027 | 659568.6642 | 31659.2959 | 627909.3683 | 127655.4537 | 127655.4537 | 0
|  | 2028 | 627909.3683 | 31659.2959 | 596250.0725 | 122934.3312 | 122934.3312 | 0
|  | 2029 | 596250.0725 | 31659.2959 | 564590.7766 | 118213.2087 | 118213.2087 | 0
|  | 2030 | 564590.7766 | 31659.2959 | 532931.4807 | 113492.0861 | 113492.0861 | 0
|  | 2031 | 532931.4807 | 31659.2959 | 501272.1848 | 108770.9636 | 108770.9636 | 0
|  | 2032 | 501272.1848 | 31659.2959 | 469612.8889 | 104049.8411 | 104049.8411 | 0
|  | 2033 | 469612.8889 | 31659.2959 | 437953.593 | 99328.7186 | 99328.7186 | 0
|  | 2034 | 437953.593 | 31659.2959 | 406294.2972 | 94607.5961 | 94607.5961 | 0
|  | 2035 | 406294.2972 | 31659.2959 | 374635.0013 | 89886.4736 | 89886.4736 | 0
|  | 2036 | 374635.0013 | 31659.2959 | 342975.7054 | 85165.3511 | 85165.3511 | 0
|  | 2037 | 342975.7054 | 31659.2959 | 311316.4095 | 80444.2285 | 80444.2285 | 0
|  | 2038 | 311316.4095 | 31659.2959 | 279657.1136 | 75723.106 | 75723.106 | 0
|  | 2039 | 279657.1136 | 31659.2959 | 247997.8177 | 71001.9835 | 71001.9835 | 0
|  | 2040 | 247997.8177 | 31659.2959 | 216338.5219 | 66280.861 | 66280.861 | 0
|  | 2041 | 216338.5219 | 31659.2959 | 184679.226 | 61559.7385 | 61559.7385 | 0
|  | 2042 | 184679.226 | 31659.2959 | 153019.9301 | 56838.616 | 56838.616 | 0
|  | 2043 | 153019.9301 | 31659.2959 | 121360.6342 | 52117.4934 | 52117.4934 | 0
|  | 2044 | 121360.6342 | 31659.2959 | 89701.3383 | 47396.3709 | 47396.3709 | 0
|  | 2045 | 89701.3383 | 31659.2959 | 58042.0425 | 42675.2484 | 42675.2484 | 0
|  | 2046 | 58042.0425 | 31659.2959 | 26382.7466 | 37954.1259 | 37954.1259 | 0
|  | 2047 | 26382.7466 | 26382.7466 | 0 | 28349.881 | 28349.881 | 0
|  | 2048 | 0 | 0 | 0 | 0 | 0 | 0
|  | 2049 | 0 | 0 | 0 | 0 | 0 | 0
|  | 2050 | 0 | 0 | 0 | 0 | 0 | 0
|  | 2051 | 0 | 0 | 0 | 0 | 0 | 0
|  | 2052 | 0 | 0 | 0 | 0 | 0 | 0
|  | 2053 | 0 | 0 | 0 | 0 | 0 | 0
|  | 2054 | 0 | 0 | 0 | 0 | 0 | 0
|  | 2055 | 0 | 0 | 0 | 0 | 0 | 0
|  | 2056 | 0 | 0 | 0 | 0 | 0 | 0
|  | 2057 | 0 | 0 | 0 | 0 | 0 | 0
|  | 2058 | 0 | 0 | 0 | 0 | 0 | 0
|  | 2059 | 0 | 0 | 0 | 0 | 0 | 0
|  | 2060 | 0 | 0 | 0 | 0 | 0 | 0
|  | 2061 | 0 | 0 | 0 | 0 | 0 | 0
|  | 2062 | 0 | 0 | 0 | 0 | 0 | 0
|  | 2063 | 0 | 0 | 0 | 0 | 0 | 0
|  | 2064 | 0 | 0 | 0 | 0 | 0 | 0
|  | 2065 | 0 | 0 | 0 | 0 | 0 | 0
|  | 2066 | 0 | 0 | 0 | 0 | 0 | 0
|  | 2067 | 0 | 0 | 0 | 0 | 0 | 0
|  | 2068 | 0 | 0 | 0 | 0 | 0 | 0
|  | 2069 | 0 | 0 | 0 | 0 | 0 | 0
|  | 2070 | 0 | 0 | 0 | 0 | 0 | 0
|  | 2071 | 0 | 0 | 0 | 0 | 0 | 0
|  | 2072 | 0 | 0 | 0 | 0 | 0 | 0
|  | Project Totals |  | 1076416.06 |  | 3938990.0118 | 3938990.0118 | 0
** This is the total amount that needs to be reported to PJM for billing to all regions.
## This is the calculation of additional incentive revenue on projects deemed by the FERC to be eligible for an incentive return. This
additional incentive requirement is applicable for the life of this specific project. Each year the revenue requirement calculated for PJM
should be incremented by the amount of the incentive revenue calculated for that year on this project.
In order to calculate the proper monthly RTEP billing amount, PJM requires a 12 month revenue requirement for each RTEP project. As a result, notwithstanding the fact that the project was in service for a partial year, the project revenue requirement in the year that the project goes into service has been annualized (shown at the full-year level) so that PJM will collect the correct monthly billings.
Worksheet J - ATRR PROJECTED Calculation for PJM Projects Charged to Benefiting Zones | [12 empty] | Page 7 of | 23 | 1
| IV. | Determine the Revenue Requirement, and Additional Revenue Requirement for facilities receiving incentives.
A. Base Plan Facilities
|  | Facilities receiving incentives accepted by FERC in Docket No. |  |  |  |  | (e.g. ER05-925-000) |  |  | Current Projected Year ARR |  |  | 847371.0313
[10 empty] | Current Projected Year ARR w/ Incentive |  |  | 847371.0313
|  | Project Description: | RTEP ID: b1870 (Replace Ohio Central transformer #1 345/138/12 kV 450 MVA for a 345/138/34.5 kV 675 MVA transformer) | [6 empty] | Current Projected Year Incentive ARR |  |  | 0
Details
|  | Investment | 6849656.75 | Current Year |  |  |  | 2026 |  | CUMULATIVE HISTORY OF PROJECTED ANNUAL REVENUE REQUIREMENTS:
|  | Service Year (yyyy) | 2013 | ROE increase accepted by FERC (Basis Points) |  |  |  | 0 |  | CUMULATIVE HISTORY OF PROJECTED ANNUAL REVENUE REQUIREMENTS:
|  | Service Month (1-12) | 12 | FCR w/o incentives, less depreciation |  |  |  | 14.91% |  | INPUT PROJECTED ARR (WITH & WITHOUT INCENTIVES) FROM EACH PRIOR YEAR
|  | Useful life | 34 | FCR w/incentives approved for these facilities, less dep. |  |  |  | 14.91% |  | TEMPLATE BELOW TO MAINTAIN HISTORY OF PROJECTED ARRS OVER THE
|  | CIAC (Yes or No) | No | Annual Depreciation Expense |  |  |  | 201460.4926 |  | LIFE OF THE PROJECT.
|  | Investment | Beginning | Depreciation | Ending | RTEP Rev. Req't. | RTEP Rev. Req't. | Incentive Rev. |  | RTEP Projected Rev. Req't.From Prior Year Template |  | RTEP Projected Rev. Req't.From Prior Year Template
|  | Year | Balance | Expense | Balance | w/o Incentives | with Incentives ** | Requirement ## |  | w/o Incentives |  | with Incentives **
|  | 2013 | 6849656.75 | 0 | 6849656.75 | 1021439.9216 | 1021439.9216 | 0 |  | 576980 |  | 576980
|  | 2014 | 6849656.75 | 201460.4926 | 6648196.2574 | 1207879.239 | 1207879.239 | 0 |  | 900905 |  | 900905
|  | 2015 | 6648196.2574 | 201460.4926 | 6446735.7647 | 1177836.8883 | 1177836.8883 | 0 |  | 882849 |  | 882849
|  | 2016 | 6446735.7647 | 201460.4926 | 6245275.2721 | 1147794.5377 | 1147794.5377 | 0 |  | 964681 |  | 964681
|  | 2017 | 6245275.2721 | 201460.4926 | 6043814.7794 | 1117752.1871 | 1117752.1871 | 0 |  | 1154533 |  | 1154533
|  | 2018 | 6043814.7794 | 201460.4926 | 5842354.2868 | 1087709.8364 | 1087709.8364 | 0 |  | 1026972 |  | 1026972
|  | 2019 | 5842354.2868 | 201460.4926 | 5640893.7941 | 1057667.4858 | 1057667.4858 | 0 |  | 1049916.1932 |  | 1049916.1932
|  | 2020 | 5640893.7941 | 201460.4926 | 5439433.3015 | 1027625.1351 | 1027625.1351 | 0 |  | 1097508.1706 |  | 1097508.1706
|  | 2021 | 5439433.3015 | 201460.4926 | 5237972.8088 | 997582.7845 | 997582.7845 | 0 |  | 987531.7684 |  | 987531.7684
|  | 2022 | 5237972.8088 | 201460.4926 | 5036512.3162 | 967540.4339 | 967540.4339 | 0 |  | 983958.0412 |  | 983958.0412
|  | 2023 | 5036512.3162 | 201460.4926 | 4835051.8235 | 937498.0832 | 937498.0832 | 0 |  | 957108.5572 |  | 957108.5572
|  | 2024 | 4835051.8235 | 201460.4926 | 4633591.3309 | 907455.7326 | 907455.7326 | 0 |  | 913256.6592 |  | 913256.6592
|  | 2025 | 4633591.3309 | 201460.4926 | 4432130.8382 | 877413.382 | 877413.382 | 0 |  | 881371.1344 |  | 881371.1344
|  | 2026 | 4432130.8382 | 201460.4926 | 4230670.3456 | 847371.0313 | 847371.0313 | 0
|  | 2027 | 4230670.3456 | 201460.4926 | 4029209.8529 | 817328.6807 | 817328.6807 | 0
|  | 2028 | 4029209.8529 | 201460.4926 | 3827749.3603 | 787286.3301 | 787286.3301 | 0
|  | 2029 | 3827749.3603 | 201460.4926 | 3626288.8676 | 757243.9794 | 757243.9794 | 0
|  | 2030 | 3626288.8676 | 201460.4926 | 3424828.375 | 727201.6288 | 727201.6288 | 0
|  | 2031 | 3424828.375 | 201460.4926 | 3223367.8824 | 697159.2781 | 697159.2781 | 0
|  | 2032 | 3223367.8824 | 201460.4926 | 3021907.3897 | 667116.9275 | 667116.9275 | 0
|  | 2033 | 3021907.3897 | 201460.4926 | 2820446.8971 | 637074.5769 | 637074.5769 | 0
|  | 2034 | 2820446.8971 | 201460.4926 | 2618986.4044 | 607032.2262 | 607032.2262 | 0
|  | 2035 | 2618986.4044 | 201460.4926 | 2417525.9118 | 576989.8756 | 576989.8756 | 0
|  | 2036 | 2417525.9118 | 201460.4926 | 2216065.4191 | 546947.525 | 546947.525 | 0
|  | 2037 | 2216065.4191 | 201460.4926 | 2014604.9265 | 516905.1743 | 516905.1743 | 0
|  | 2038 | 2014604.9265 | 201460.4926 | 1813144.4338 | 486862.8237 | 486862.8237 | 0
|  | 2039 | 1813144.4338 | 201460.4926 | 1611683.9412 | 456820.4731 | 456820.4731 | 0
|  | 2040 | 1611683.9412 | 201460.4926 | 1410223.4485 | 426778.1224 | 426778.1224 | 0
|  | 2041 | 1410223.4485 | 201460.4926 | 1208762.9559 | 396735.7718 | 396735.7718 | 0
|  | 2042 | 1208762.9559 | 201460.4926 | 1007302.4632 | 366693.4211 | 366693.4211 | 0
|  | 2043 | 1007302.4632 | 201460.4926 | 805841.9706 | 336651.0705 | 336651.0705 | 0
|  | 2044 | 805841.9706 | 201460.4926 | 604381.4779 | 306608.7199 | 306608.7199 | 0
|  | 2045 | 604381.4779 | 201460.4926 | 402920.9853 | 276566.3692 | 276566.3692 | 0
|  | 2046 | 402920.9853 | 201460.4926 | 201460.4926 | 246524.0186 | 246524.0186 | 0
|  | 2047 | 201460.4926 | 201460.4926 | 0 | 216481.668 | 216481.668 | 0
|  | 2048 | 0 | 0 | 0 | 0 | 0 | 0
|  | 2049 | 0 | 0 | 0 | 0 | 0 | 0
|  | 2050 | 0 | 0 | 0 | 0 | 0 | 0
|  | 2051 | 0 | 0 | 0 | 0 | 0 | 0
|  | 2052 | 0 | 0 | 0 | 0 | 0 | 0
|  | 2053 | 0 | 0 | 0 | 0 | 0 | 0
|  | 2054 | 0 | 0 | 0 | 0 | 0 | 0
|  | 2055 | 0 | 0 | 0 | 0 | 0 | 0
|  | 2056 | 0 | 0 | 0 | 0 | 0 | 0
|  | 2057 | 0 | 0 | 0 | 0 | 0 | 0
|  | 2058 | 0 | 0 | 0 | 0 | 0 | 0
|  | 2059 | 0 | 0 | 0 | 0 | 0 | 0
|  | 2060 | 0 | 0 | 0 | 0 | 0 | 0
|  | 2061 | 0 | 0 | 0 | 0 | 0 | 0
|  | 2062 | 0 | 0 | 0 | 0 | 0 | 0
|  | 2063 | 0 | 0 | 0 | 0 | 0 | 0
|  | 2064 | 0 | 0 | 0 | 0 | 0 | 0
|  | 2065 | 0 | 0 | 0 | 0 | 0 | 0
|  | 2066 | 0 | 0 | 0 | 0 | 0 | 0
|  | 2067 | 0 | 0 | 0 | 0 | 0 | 0
|  | 2068 | 0 | 0 | 0 | 0 | 0 | 0
|  | 2069 | 0 | 0 | 0 | 0 | 0 | 0
|  | 2070 | 0 | 0 | 0 | 0 | 0 | 0
|  | 2071 | 0 | 0 | 0 | 0 | 0 | 0
|  | 2072 | 0 | 0 | 0 | 0 | 0 | 0
|  | Project Totals |  | 6849656.75 |  | 25235575.3395 | 25235575.3395 | 0
** This is the total amount that needs to be reported to PJM for billing to all regions.
## This is the calculation of additional incentive revenue on projects deemed by the FERC to be eligible for an incentive return. This
additional incentive requirement is applicable for the life of this specific project. Each year the revenue requirement calculated for PJM
should be incremented by the amount of the incentive revenue calculated for that year on this project.
In order to calculate the proper monthly RTEP billing amount, PJM requires a 12 month revenue requirement for each RTEP project. As a result, notwithstanding the fact that the project was in service for a partial year, the project revenue requirement in the year that the project goes into service has been annualized (shown at the full-year level) so that PJM will collect the correct monthly billings.
Worksheet J - ATRR PROJECTED Calculation for PJM Projects Charged to Benefiting Zones | [12 empty] | Page 8 of | 23 | 1
| IV. | Determine the Revenue Requirement, and Additional Revenue Requirement for facilities receiving incentives.
A. Base Plan Facilities
|  | Facilities receiving incentives accepted by FERC in Docket No. |  |  |  |  | (e.g. ER05-925-000) |  |  | Current Projected Year ARR |  |  | 2858851.0485
[10 empty] | Current Projected Year ARR w/ Incentive |  |  | 2858851.0485
|  | Project Description: | RTEP ID: b1032.2 (Construct two 138kV outlets to Delano 138kV station and to Camp Sherman station) | [6 empty] | Current Projected Year Incentive ARR |  |  | 0
Details
|  | Investment | 21942391.43 | Current Year |  |  |  | 2026 |  | CUMULATIVE HISTORY OF PROJECTED ANNUAL REVENUE REQUIREMENTS:
|  | Service Year (yyyy) | 2015 | ROE increase accepted by FERC (Basis Points) |  |  |  | 0 |  | CUMULATIVE HISTORY OF PROJECTED ANNUAL REVENUE REQUIREMENTS:
|  | Service Month (1-12) | 6 | FCR w/o incentives, less depreciation |  |  |  | 14.91% |  | INPUT PROJECTED ARR (WITH & WITHOUT INCENTIVES) FROM EACH PRIOR YEAR
|  | Useful life | 34 | FCR w/incentives approved for these facilities, less dep. |  |  |  | 14.91% |  | TEMPLATE BELOW TO MAINTAIN HISTORY OF PROJECTED ARRS OVER THE
|  | CIAC (Yes or No) | No | Annual Depreciation Expense |  |  |  | 645364.4538 |  | LIFE OF THE PROJECT.
|  | Investment | Beginning | Depreciation | Ending | RTEP Rev. Req't. | RTEP Rev. Req't. | Incentive Rev. |  | RTEP Projected Rev. Req't.From Prior Year Template |  | RTEP Projected Rev. Req't.From Prior Year Template
|  | Year | Balance | Expense | Balance | w/o Incentives | with Incentives ** | Requirement ## |  | w/o Incentives |  | with Incentives **
|  | 2015 | 21942391.43 | 322682.2269 | 21619709.2031 | 3570733.2082 | 3570733.2082 | 0 |  | 962431 |  | 962431
|  | 2016 | 21619709.2031 | 645364.4538 | 20974344.7493 | 3821236.5244 | 3821236.5244 | 0 |  | 7321581 |  | 7321581
|  | 2017 | 20974344.7493 | 645364.4538 | 20328980.2954 | 3724997.9769 | 3724997.9769 | 0 |  | 4892362 |  | 4892362
|  | 2018 | 20328980.2954 | 645364.4538 | 19683615.8416 | 3628759.4293 | 3628759.4293 | 0 |  | 3315908 |  | 3315908
|  | 2019 | 19683615.8416 | 645364.4538 | 19038251.3878 | 3532520.8817 | 3532520.8817 | 0 |  | 1878387.8703 |  | 1878387.8703
|  | 2020 | 19038251.3878 | 645364.4538 | 18392886.934 | 3436282.3341 | 3436282.3341 | 0 |  | 1943866.2448 |  | 1943866.2448
|  | 2021 | 18392886.934 | 645364.4538 | 17747522.4801 | 3340043.7865 | 3340043.7865 | 0 |  | 3307154.0286 |  | 3307154.0286
|  | 2022 | 17747522.4801 | 645364.4538 | 17102158.0263 | 3243805.2389 | 3243805.2389 | 0 |  | 3290723.4729 |  | 3290723.4729
|  | 2023 | 17102158.0263 | 645364.4538 | 16456793.5725 | 3147566.6913 | 3147566.6913 | 0 |  | 3210068.8807 |  | 3210068.8807
|  | 2024 | 16456793.5725 | 645364.4538 | 15811429.1187 | 3051328.1437 | 3051328.1437 | 0 |  | 3067044.6673 |  | 3067044.6673
|  | 2025 | 15811429.1187 | 645364.4538 | 15166064.6649 | 2955089.5961 | 2955089.5961 | 0 |  | 2963611.3053 |  | 2963611.3053
|  | 2026 | 15166064.6649 | 645364.4538 | 14520700.211 | 2858851.0485 | 2858851.0485 | 0
|  | 2027 | 14520700.211 | 645364.4538 | 13875335.7572 | 2762612.5009 | 2762612.5009 | 0
|  | 2028 | 13875335.7572 | 645364.4538 | 13229971.3034 | 2666373.9533 | 2666373.9533 | 0
|  | 2029 | 13229971.3034 | 645364.4538 | 12584606.8496 | 2570135.4057 | 2570135.4057 | 0
|  | 2030 | 12584606.8496 | 645364.4538 | 11939242.3957 | 2473896.8581 | 2473896.8581 | 0
|  | 2031 | 11939242.3957 | 645364.4538 | 11293877.9419 | 2377658.3105 | 2377658.3105 | 0
|  | 2032 | 11293877.9419 | 645364.4538 | 10648513.4881 | 2281419.7629 | 2281419.7629 | 0
|  | 2033 | 10648513.4881 | 645364.4538 | 10003149.0343 | 2185181.2153 | 2185181.2153 | 0
|  | 2034 | 10003149.0343 | 645364.4538 | 9357784.5804 | 2088942.6677 | 2088942.6677 | 0
|  | 2035 | 9357784.5804 | 645364.4538 | 8712420.1266 | 1992704.1201 | 1992704.1201 | 0
|  | 2036 | 8712420.1266 | 645364.4538 | 8067055.6728 | 1896465.5726 | 1896465.5726 | 0
|  | 2037 | 8067055.6728 | 645364.4538 | 7421691.219 | 1800227.025 | 1800227.025 | 0
|  | 2038 | 7421691.219 | 645364.4538 | 6776326.7651 | 1703988.4774 | 1703988.4774 | 0
|  | 2039 | 6776326.7651 | 645364.4538 | 6130962.3113 | 1607749.9298 | 1607749.9298 | 0
|  | 2040 | 6130962.3113 | 645364.4538 | 5485597.8575 | 1511511.3822 | 1511511.3822 | 0
|  | 2041 | 5485597.8575 | 645364.4538 | 4840233.4037 | 1415272.8346 | 1415272.8346 | 0
|  | 2042 | 4840233.4037 | 645364.4538 | 4194868.9499 | 1319034.287 | 1319034.287 | 0
|  | 2043 | 4194868.9499 | 645364.4538 | 3549504.496 | 1222795.7394 | 1222795.7394 | 0
|  | 2044 | 3549504.496 | 645364.4538 | 2904140.0422 | 1126557.1918 | 1126557.1918 | 0
|  | 2045 | 2904140.0422 | 645364.4538 | 2258775.5884 | 1030318.6442 | 1030318.6442 | 0
|  | 2046 | 2258775.5884 | 645364.4538 | 1613411.1346 | 934080.0966 | 934080.0966 | 0
|  | 2047 | 1613411.1346 | 645364.4538 | 968046.6807 | 837841.549 | 837841.549 | 0
|  | 2048 | 968046.6807 | 645364.4538 | 322682.2269 | 741603.0014 | 741603.0014 | 0
|  | 2049 | 322682.2269 | 322682.2269 | 0 | 346741.8638 | 346741.8638 | 0
|  | 2050 | 0 | 0 | 0 | 0 | 0 | 0
|  | 2051 | 0 | 0 | 0 | 0 | 0 | 0
|  | 2052 | 0 | 0 | 0 | 0 | 0 | 0
|  | 2053 | 0 | 0 | 0 | 0 | 0 | 0
|  | 2054 | 0 | 0 | 0 | 0 | 0 | 0
|  | 2055 | 0 | 0 | 0 | 0 | 0 | 0
|  | 2056 | 0 | 0 | 0 | 0 | 0 | 0
|  | 2057 | 0 | 0 | 0 | 0 | 0 | 0
|  | 2058 | 0 | 0 | 0 | 0 | 0 | 0
|  | 2059 | 0 | 0 | 0 | 0 | 0 | 0
|  | 2060 | 0 | 0 | 0 | 0 | 0 | 0
|  | 2061 | 0 | 0 | 0 | 0 | 0 | 0
|  | 2062 | 0 | 0 | 0 | 0 | 0 | 0
|  | 2063 | 0 | 0 | 0 | 0 | 0 | 0
|  | 2064 | 0 | 0 | 0 | 0 | 0 | 0
|  | 2065 | 0 | 0 | 0 | 0 | 0 | 0
|  | 2066 | 0 | 0 | 0 | 0 | 0 | 0
|  | 2067 | 0 | 0 | 0 | 0 | 0 | 0
|  | 2068 | 0 | 0 | 0 | 0 | 0 | 0
|  | 2069 | 0 | 0 | 0 | 0 | 0 | 0
|  | 2070 | 0 | 0 | 0 | 0 | 0 | 0
|  | 2071 | 0 | 0 | 0 | 0 | 0 | 0
|  | 2072 | 0 | 0 | 0 | 0 | 0 | 0
|  | 2073 | 0 | 0 | 0 | 0 | 0 | 0
|  | 2074 | 0 | 0 | 0 | 0 | 0 | 0
|  | Project Totals |  | 21942391.43 |  | 79204327.2488 | 79204327.2488 | 0
** This is the total amount that needs to be reported to PJM for billing to all regions.
## This is the calculation of additional incentive revenue on projects deemed by the FERC to be eligible for an incentive return. This
additional incentive requirement is applicable for the life of this specific project. Each year the revenue requirement calculated for PJM
should be incremented by the amount of the incentive revenue calculated for that year on this project.
In order to calculate the proper monthly RTEP billing amount, PJM requires a 12 month revenue requirement for each RTEP project. As a result, notwithstanding the fact that the project was in service for a partial year, the project revenue requirement in the year that the project goes into service has been annualized (shown at the full-year level) so that PJM will collect the correct monthly billings.
Worksheet J - ATRR PROJECTED Calculation for PJM Projects Charged to Benefiting Zones | [12 empty] | Page 9 of | 23 | 1
| IV. | Determine the Revenue Requirement, and Additional Revenue Requirement for facilities receiving incentives.
A. Base Plan Facilities
|  | Facilities receiving incentives accepted by FERC in Docket No. |  |  |  |  | (e.g. ER05-925-000) |  |  | Current Projected Year ARR |  |  | 817939.1681
[10 empty] | Current Projected Year ARR w/ Incentive |  |  | 817939.1681
|  | Project Description: | RTEP ID: b1034.2 (Loop the existing South Canton - Wayview 138kV circuit in-and-out of West Canton) | [6 empty] | Current Projected Year Incentive ARR |  |  | 0
Details
|  | Investment | 6422010.47 | Current Year |  |  |  | 2026 |  | CUMULATIVE HISTORY OF PROJECTED ANNUAL REVENUE REQUIREMENTS:
|  | Service Year (yyyy) | 2014 | ROE increase accepted by FERC (Basis Points) |  |  |  | 0 |  | CUMULATIVE HISTORY OF PROJECTED ANNUAL REVENUE REQUIREMENTS:
|  | Service Month (1-12) | 10 | FCR w/o incentives, less depreciation |  |  |  | 14.91% |  | INPUT PROJECTED ARR (WITH & WITHOUT INCENTIVES) FROM EACH PRIOR YEAR
|  | Useful life | 34 | FCR w/incentives approved for these facilities, less dep. |  |  |  | 14.91% |  | TEMPLATE BELOW TO MAINTAIN HISTORY OF PROJECTED ARRS OVER THE
|  | CIAC (Yes or No) | No | Annual Depreciation Expense |  |  |  | 188882.6609 |  | LIFE OF THE PROJECT.
|  | Investment | Beginning | Depreciation | Ending | RTEP Rev. Req't. | RTEP Rev. Req't. | Incentive Rev. |  | RTEP Projected Rev. Req't.From Prior Year Template |  | RTEP Projected Rev. Req't.From Prior Year Template
|  | Year | Balance | Expense | Balance | w/o Incentives | with Incentives ** | Requirement ## |  | w/o Incentives |  | with Incentives **
|  | 2014 | 6422010.47 | 31480.4435 | 6390530.0265 | 986801.3332 | 986801.3332 | 0 |  | 580874 |  | 580874
|  | 2015 | 6390530.0265 | 188882.6609 | 6201647.3656 | 1127772.9701 | 1127772.9701 | 0 |  | 774598 |  | 774598
|  | 2016 | 6201647.3656 | 188882.6609 | 6012764.7048 | 1099606.2609 | 1099606.2609 | 0 |  | 868128 |  | 868128
|  | 2017 | 6012764.7048 | 188882.6609 | 5823882.0439 | 1071439.5516 | 1071439.5516 | 0 |  | 1103628 |  | 1103628
|  | 2018 | 5823882.0439 | 188882.6609 | 5634999.383 | 1043272.8423 | 1043272.8423 | 0 |  | 983699 |  | 983699
|  | 2019 | 5634999.383 | 188882.6609 | 5446116.7221 | 1015106.133 | 1015106.133 | 0 |  | 1002122.8494 |  | 1002122.8494
|  | 2020 | 5446116.7221 | 188882.6609 | 5257234.0612 | 986939.4238 | 986939.4238 | 0 |  | 1049321.0263 |  | 1049321.0263
|  | 2021 | 5257234.0612 | 188882.6609 | 5068351.4003 | 958772.7145 | 958772.7145 | 0 |  | 946848.7781 |  | 946848.7781
|  | 2022 | 5068351.4003 | 188882.6609 | 4879468.7395 | 930606.0052 | 930606.0052 | 0 |  | 945075.8924 |  | 945075.8924
|  | 2023 | 4879468.7395 | 188882.6609 | 4690586.0786 | 902439.2959 | 902439.2959 | 0 |  | 920682.1586 |  | 920682.1586
|  | 2024 | 4690586.0786 | 188882.6609 | 4501703.4177 | 874272.5866 | 874272.5866 | 0 |  | 879121.8424 |  | 879121.8424
|  | 2025 | 4501703.4177 | 188882.6609 | 4312820.7568 | 846105.8774 | 846105.8774 | 0 |  | 849140.6691 |  | 849140.6691
|  | 2026 | 4312820.7568 | 188882.6609 | 4123938.0959 | 817939.1681 | 817939.1681 | 0
|  | 2027 | 4123938.0959 | 188882.6609 | 3935055.435 | 789772.4588 | 789772.4588 | 0
|  | 2028 | 3935055.435 | 188882.6609 | 3746172.7742 | 761605.7495 | 761605.7495 | 0
|  | 2029 | 3746172.7742 | 188882.6609 | 3557290.1133 | 733439.0403 | 733439.0403 | 0
|  | 2030 | 3557290.1133 | 188882.6609 | 3368407.4524 | 705272.331 | 705272.331 | 0
|  | 2031 | 3368407.4524 | 188882.6609 | 3179524.7915 | 677105.6217 | 677105.6217 | 0
|  | 2032 | 3179524.7915 | 188882.6609 | 2990642.1306 | 648938.9124 | 648938.9124 | 0
|  | 2033 | 2990642.1306 | 188882.6609 | 2801759.4698 | 620772.2031 | 620772.2031 | 0
|  | 2034 | 2801759.4698 | 188882.6609 | 2612876.8089 | 592605.4939 | 592605.4939 | 0
|  | 2035 | 2612876.8089 | 188882.6609 | 2423994.148 | 564438.7846 | 564438.7846 | 0
|  | 2036 | 2423994.148 | 188882.6609 | 2235111.4871 | 536272.0753 | 536272.0753 | 0
|  | 2037 | 2235111.4871 | 188882.6609 | 2046228.8262 | 508105.366 | 508105.366 | 0
|  | 2038 | 2046228.8262 | 188882.6609 | 1857346.1653 | 479938.6568 | 479938.6568 | 0
|  | 2039 | 1857346.1653 | 188882.6609 | 1668463.5045 | 451771.9475 | 451771.9475 | 0
|  | 2040 | 1668463.5045 | 188882.6609 | 1479580.8436 | 423605.2382 | 423605.2382 | 0
|  | 2041 | 1479580.8436 | 188882.6609 | 1290698.1827 | 395438.5289 | 395438.5289 | 0
|  | 2042 | 1290698.1827 | 188882.6609 | 1101815.5218 | 367271.8196 | 367271.8196 | 0
|  | 2043 | 1101815.5218 | 188882.6609 | 912932.8609 | 339105.1104 | 339105.1104 | 0
|  | 2044 | 912932.8609 | 188882.6609 | 724050.2 | 310938.4011 | 310938.4011 | 0
|  | 2045 | 724050.2 | 188882.6609 | 535167.5392 | 282771.6918 | 282771.6918 | 0
|  | 2046 | 535167.5392 | 188882.6609 | 346284.8783 | 254604.9825 | 254604.9825 | 0
|  | 2047 | 346284.8783 | 188882.6609 | 157402.2174 | 226438.2733 | 226438.2733 | 0
|  | 2048 | 157402.2174 | 157402.2174 | 0 | 169138.3463 | 169138.3463 | 0
|  | 2049 | 0 | 0 | 0 | 0 | 0 | 0
|  | 2050 | 0 | 0 | 0 | 0 | 0 | 0
|  | 2051 | 0 | 0 | 0 | 0 | 0 | 0
|  | 2052 | 0 | 0 | 0 | 0 | 0 | 0
|  | 2053 | 0 | 0 | 0 | 0 | 0 | 0
|  | 2054 | 0 | 0 | 0 | 0 | 0 | 0
|  | 2055 | 0 | 0 | 0 | 0 | 0 | 0
|  | 2056 | 0 | 0 | 0 | 0 | 0 | 0
|  | 2057 | 0 | 0 | 0 | 0 | 0 | 0
|  | 2058 | 0 | 0 | 0 | 0 | 0 | 0
|  | 2059 | 0 | 0 | 0 | 0 | 0 | 0
|  | 2060 | 0 | 0 | 0 | 0 | 0 | 0
|  | 2061 | 0 | 0 | 0 | 0 | 0 | 0
|  | 2062 | 0 | 0 | 0 | 0 | 0 | 0
|  | 2063 | 0 | 0 | 0 | 0 | 0 | 0
|  | 2064 | 0 | 0 | 0 | 0 | 0 | 0
|  | 2065 | 0 | 0 | 0 | 0 | 0 | 0
|  | 2066 | 0 | 0 | 0 | 0 | 0 | 0
|  | 2067 | 0 | 0 | 0 | 0 | 0 | 0
|  | 2068 | 0 | 0 | 0 | 0 | 0 | 0
|  | 2069 | 0 | 0 | 0 | 0 | 0 | 0
|  | 2070 | 0 | 0 | 0 | 0 | 0 | 0
|  | 2071 | 0 | 0 | 0 | 0 | 0 | 0
|  | 2072 | 0 | 0 | 0 | 0 | 0 | 0
|  | 2073 | 0 | 0 | 0 | 0 | 0 | 0
|  | Project Totals |  | 6422010.47 |  | 23500425.1955 | 23500425.1955 | 0
** This is the total amount that needs to be reported to PJM for billing to all regions.
## This is the calculation of additional incentive revenue on projects deemed by the FERC to be eligible for an incentive return. This
additional incentive requirement is applicable for the life of this specific project. Each year the revenue requirement calculated for PJM
should be incremented by the amount of the incentive revenue calculated for that year on this project.
In order to calculate the proper monthly RTEP billing amount, PJM requires a 12 month revenue requirement for each RTEP project. As a result, notwithstanding the fact that the project was in service for a partial year, the project revenue requirement in the year that the project goes into service has been annualized (shown at the full-year level) so that PJM will collect the correct monthly billings.
Worksheet J - ATRR PROJECTED Calculation for PJM Projects Charged to Benefiting Zones | [12 empty] | Page 10 of | 23 | 1
| IV. | Determine the Revenue Requirement, and Additional Revenue Requirement for facilities receiving incentives.
A. Base Plan Facilities
|  | Facilities receiving incentives accepted by FERC in Docket No. |  |  |  |  | (e.g. ER05-925-000) |  |  | Current Projected Year ARR |  |  | 1726710.1854
[10 empty] | Current Projected Year ARR w/ Incentive |  |  | 1726710.1854
|  | Project Description: | RTEP ID: b1034.3 (Install a 345/138kV 450 MVA transformer at Canton Central) | [6 empty] | Current Projected Year Incentive ARR |  |  | 0
Details
|  | Investment | 13479817.29 | Current Year |  |  |  | 2026 |  | CUMULATIVE HISTORY OF PROJECTED ANNUAL REVENUE REQUIREMENTS:
|  | Service Year (yyyy) | 2014 | ROE increase accepted by FERC (Basis Points) |  |  |  | 0 |  | CUMULATIVE HISTORY OF PROJECTED ANNUAL REVENUE REQUIREMENTS:
|  | Service Month (1-12) | 12 | FCR w/o incentives, less depreciation |  |  |  | 14.91% |  | INPUT PROJECTED ARR (WITH & WITHOUT INCENTIVES) FROM EACH PRIOR YEAR
|  | Useful life | 34 | FCR w/incentives approved for these facilities, less dep. |  |  |  | 14.91% |  | TEMPLATE BELOW TO MAINTAIN HISTORY OF PROJECTED ARRS OVER THE
|  | CIAC (Yes or No) | No | Annual Depreciation Expense |  |  |  | 396465.2144 |  | LIFE OF THE PROJECT.
|  | Investment | Beginning | Depreciation | Ending | RTEP Rev. Req't. | RTEP Rev. Req't. | Incentive Rev. |  | RTEP Projected Rev. Req't.From Prior Year Template |  | RTEP Projected Rev. Req't.From Prior Year Template
|  | Year | Balance | Expense | Balance | w/o Incentives | with Incentives ** | Requirement ## |  | w/o Incentives |  | with Incentives **
|  | 2014 | 13479817.29 | 0 | 13479817.29 | 2010147.9562 | 2010147.9562 | 0 |  | 1611055 |  | 1611055
|  | 2015 | 13479817.29 | 396465.2144 | 13083352.0756 | 2377052.1712 | 2377052.1712 | 0 |  | 1730626 |  | 1730626
|  | 2016 | 13083352.0756 | 396465.2144 | 12686886.8612 | 2317930.1725 | 2317930.1725 | 0 |  | 1937127 |  | 1937127
|  | 2017 | 12686886.8612 | 396465.2144 | 12290421.6468 | 2258808.1738 | 2258808.1738 | 0 |  | 2315830 |  | 2315830
|  | 2018 | 12290421.6468 | 396465.2144 | 11893956.4324 | 2199686.1751 | 2199686.1751 | 0 |  | 2058911 |  | 2058911
|  | 2019 | 11893956.4324 | 396465.2144 | 11497491.2179 | 2140564.1764 | 2140564.1764 | 0 |  | 2110912.8331 |  | 2110912.8331
|  | 2020 | 11497491.2179 | 396465.2144 | 11101026.0035 | 2081442.1777 | 2081442.1777 | 0 |  | 2211158.8768 |  | 2211158.8768
|  | 2021 | 11101026.0035 | 396465.2144 | 10704560.7891 | 2022320.179 | 2022320.179 | 0 |  | 1996356.476 |  | 1996356.476
|  | 2022 | 10704560.7891 | 396465.2144 | 10308095.5747 | 1963198.1802 | 1963198.1802 | 0 |  | 1993183.2873 |  | 1993183.2873
|  | 2023 | 10308095.5747 | 396465.2144 | 9911630.3603 | 1904076.1815 | 1904076.1815 | 0 |  | 1942307.8564 |  | 1942307.8564
|  | 2024 | 9911630.3603 | 396465.2144 | 9515165.1459 | 1844954.1828 | 1844954.1828 | 0 |  | 1854885.3112 |  | 1854885.3112
|  | 2025 | 9515165.1459 | 396465.2144 | 9118699.9315 | 1785832.1841 | 1785832.1841 | 0 |  | 1791918.4915 |  | 1791918.4915
|  | 2026 | 9118699.9315 | 396465.2144 | 8722234.7171 | 1726710.1854 | 1726710.1854 | 0
|  | 2027 | 8722234.7171 | 396465.2144 | 8325769.5026 | 1667588.1867 | 1667588.1867 | 0
|  | 2028 | 8325769.5026 | 396465.2144 | 7929304.2882 | 1608466.188 | 1608466.188 | 0
|  | 2029 | 7929304.2882 | 396465.2144 | 7532839.0738 | 1549344.1893 | 1549344.1893 | 0
|  | 2030 | 7532839.0738 | 396465.2144 | 7136373.8594 | 1490222.1906 | 1490222.1906 | 0
|  | 2031 | 7136373.8594 | 396465.2144 | 6739908.645 | 1431100.1918 | 1431100.1918 | 0
|  | 2032 | 6739908.645 | 396465.2144 | 6343443.4306 | 1371978.1931 | 1371978.1931 | 0
|  | 2033 | 6343443.4306 | 396465.2144 | 5946978.2162 | 1312856.1944 | 1312856.1944 | 0
|  | 2034 | 5946978.2162 | 396465.2144 | 5550513.0018 | 1253734.1957 | 1253734.1957 | 0
|  | 2035 | 5550513.0018 | 396465.2144 | 5154047.7874 | 1194612.197 | 1194612.197 | 0
|  | 2036 | 5154047.7874 | 396465.2144 | 4757582.5729 | 1135490.1983 | 1135490.1983 | 0
|  | 2037 | 4757582.5729 | 396465.2144 | 4361117.3585 | 1076368.1996 | 1076368.1996 | 0
|  | 2038 | 4361117.3585 | 396465.2144 | 3964652.1441 | 1017246.2009 | 1017246.2009 | 0
|  | 2039 | 3964652.1441 | 396465.2144 | 3568186.9297 | 958124.2022 | 958124.2022 | 0
|  | 2040 | 3568186.9297 | 396465.2144 | 3171721.7153 | 899002.2035 | 899002.2035 | 0
|  | 2041 | 3171721.7153 | 396465.2144 | 2775256.5009 | 839880.2047 | 839880.2047 | 0
|  | 2042 | 2775256.5009 | 396465.2144 | 2378791.2865 | 780758.206 | 780758.206 | 0
|  | 2043 | 2378791.2865 | 396465.2144 | 1982326.0721 | 721636.2073 | 721636.2073 | 0
|  | 2044 | 1982326.0721 | 396465.2144 | 1585860.8576 | 662514.2086 | 662514.2086 | 0
|  | 2045 | 1585860.8576 | 396465.2144 | 1189395.6432 | 603392.2099 | 603392.2099 | 0
|  | 2046 | 1189395.6432 | 396465.2144 | 792930.4288 | 544270.2112 | 544270.2112 | 0
|  | 2047 | 792930.4288 | 396465.2144 | 396465.2144 | 485148.2125 | 485148.2125 | 0
|  | 2048 | 396465.2144 | 396465.2144 | 0 | 426026.2138 | 426026.2138 | 0
|  | 2049 | 0 | 0 | 0 | 0 | 0 | 0
|  | 2050 | 0 | 0 | 0 | 0 | 0 | 0
|  | 2051 | 0 | 0 | 0 | 0 | 0 | 0
|  | 2052 | 0 | 0 | 0 | 0 | 0 | 0
|  | 2053 | 0 | 0 | 0 | 0 | 0 | 0
|  | 2054 | 0 | 0 | 0 | 0 | 0 | 0
|  | 2055 | 0 | 0 | 0 | 0 | 0 | 0
|  | 2056 | 0 | 0 | 0 | 0 | 0 | 0
|  | 2057 | 0 | 0 | 0 | 0 | 0 | 0
|  | 2058 | 0 | 0 | 0 | 0 | 0 | 0
|  | 2059 | 0 | 0 | 0 | 0 | 0 | 0
|  | 2060 | 0 | 0 | 0 | 0 | 0 | 0
|  | 2061 | 0 | 0 | 0 | 0 | 0 | 0
|  | 2062 | 0 | 0 | 0 | 0 | 0 | 0
|  | 2063 | 0 | 0 | 0 | 0 | 0 | 0
|  | 2064 | 0 | 0 | 0 | 0 | 0 | 0
|  | 2065 | 0 | 0 | 0 | 0 | 0 | 0
|  | 2066 | 0 | 0 | 0 | 0 | 0 | 0
|  | 2067 | 0 | 0 | 0 | 0 | 0 | 0
|  | 2068 | 0 | 0 | 0 | 0 | 0 | 0
|  | 2069 | 0 | 0 | 0 | 0 | 0 | 0
|  | 2070 | 0 | 0 | 0 | 0 | 0 | 0
|  | 2071 | 0 | 0 | 0 | 0 | 0 | 0
|  | 2072 | 0 | 0 | 0 | 0 | 0 | 0
|  | 2073 | 0 | 0 | 0 | 0 | 0 | 0
|  | Project Totals |  | 13479817.29 |  | 49662480.5009 | 49662480.5009 | 0
** This is the total amount that needs to be reported to PJM for billing to all regions.
## This is the calculation of additional incentive revenue on projects deemed by the FERC to be eligible for an incentive return. This
additional incentive requirement is applicable for the life of this specific project. Each year the revenue requirement calculated for PJM
should be incremented by the amount of the incentive revenue calculated for that year on this project.
In order to calculate the proper monthly RTEP billing amount, PJM requires a 12 month revenue requirement for each RTEP project. As a result, notwithstanding the fact that the project was in service for a partial year, the project revenue requirement in the year that the project goes into service has been annualized (shown at the full-year level) so that PJM will collect the correct monthly billings.
Worksheet J - ATRR PROJECTED Calculation for PJM Projects Charged to Benefiting Zones | [12 empty] | Page 11 of | 23 | 1
| IV. | Determine the Revenue Requirement, and Additional Revenue Requirement for facilities receiving incentives.
A. Base Plan Facilities
|  | Facilities receiving incentives accepted by FERC in Docket No. |  |  |  |  | (e.g. ER05-925-000) |  |  | Current Projected Year ARR |  |  | 0
[10 empty] | Current Projected Year ARR w/ Incentive |  |  | 0
|  | Project Description: | RTEP ID: b1970 (Reconductor 13 miles of Kammer-West Bellaire 345 kV line) | [6 empty] | Current Projected Year Incentive ARR |  |  | 0
Details
|  | Investment | 0 | Current Year |  |  |  | 2026 |  | CUMULATIVE HISTORY OF PROJECTED ANNUAL REVENUE REQUIREMENTS:
|  | Service Year (yyyy) | 2014 | ROE increase accepted by FERC (Basis Points) |  |  |  | 0 |  | CUMULATIVE HISTORY OF PROJECTED ANNUAL REVENUE REQUIREMENTS:
|  | Service Month (1-12) | 12 | FCR w/o incentives, less depreciation |  |  |  | 14.91% |  | INPUT PROJECTED ARR (WITH & WITHOUT INCENTIVES) FROM EACH PRIOR YEAR
|  | Useful life | 34 | FCR w/incentives approved for these facilities, less dep. |  |  |  | 14.91% |  | TEMPLATE BELOW TO MAINTAIN HISTORY OF PROJECTED ARRS OVER THE
|  | CIAC (Yes or No) | no | Annual Depreciation Expense |  |  |  | 0 |  | LIFE OF THE PROJECT.
|  | Investment | Beginning | Depreciation | Ending | RTEP Rev. Req't. | RTEP Rev. Req't. | Incentive Rev. |  | RTEP Projected Rev. Req't.From Prior Year Template |  | RTEP Projected Rev. Req't.From Prior Year Template
|  | Year | Balance | Expense | Balance | w/o Incentives | with Incentives ** | Requirement ## |  | w/o Incentives |  | with Incentives **
|  | 2014 | 0 | 0 | 0 | 0 | 0 | 0 |  | 1502768 |  | 1502768
|  | 2015 | 0 | 0 | 0 | 0 | 0 | 0 |  | 1736229 |  | 1736229
|  | 2016 | 0 | 0 | 0 | 0 | 0 | 0 |  | 1915973 |  | 1915973
|  | 2017 | 0 | 0 | 0 | 0 | 0 | 0 |  | 2299209 |  | 2299209
|  | 2018 | 0 | 0 | 0 | 0 | 0 | 0 |  | 2044134 |  | 2044134
|  | 2019 | 0 | 0 | 0 | 0 | 0 | 0 |  | 0 |  | 0
|  | 2020 | 0 | 0 | 0 | 0 | 0 | 0 |  | 0 |  | 0
|  | 2021 | 0 | 0 | 0 | 0 | 0 | 0 |  | 0 |  | 0
|  | 2022 | 0 | 0 | 0 | 0 | 0 | 0
|  | 2023 | 0 | 0 | 0 | 0 | 0 | 0
|  | 2024 | 0 | 0 | 0 | 0 | 0 | 0
|  | 2025 | 0 | 0 | 0 | 0 | 0 | 0
|  | 2026 | 0 | 0 | 0 | 0 | 0 | 0
|  | 2027 | 0 | 0 | 0 | 0 | 0 | 0
|  | 2028 | 0 | 0 | 0 | 0 | 0 | 0
|  | 2029 | 0 | 0 | 0 | 0 | 0 | 0
|  | 2030 | 0 | 0 | 0 | 0 | 0 | 0
|  | 2031 | 0 | 0 | 0 | 0 | 0 | 0
|  | 2032 | 0 | 0 | 0 | 0 | 0 | 0
|  | 2033 | 0 | 0 | 0 | 0 | 0 | 0
|  | 2034 | 0 | 0 | 0 | 0 | 0 | 0
|  | 2035 | 0 | 0 | 0 | 0 | 0 | 0
|  | 2036 | 0 | 0 | 0 | 0 | 0 | 0
|  | 2037 | 0 | 0 | 0 | 0 | 0 | 0
|  | 2038 | 0 | 0 | 0 | 0 | 0 | 0
|  | 2039 | 0 | 0 | 0 | 0 | 0 | 0
|  | 2040 | 0 | 0 | 0 | 0 | 0 | 0
|  | 2041 | 0 | 0 | 0 | 0 | 0 | 0
|  | 2042 | 0 | 0 | 0 | 0 | 0 | 0
|  | 2043 | 0 | 0 | 0 | 0 | 0 | 0
|  | 2044 | 0 | 0 | 0 | 0 | 0 | 0
|  | 2045 | 0 | 0 | 0 | 0 | 0 | 0
|  | 2046 | 0 | 0 | 0 | 0 | 0 | 0
|  | 2047 | 0 | 0 | 0 | 0 | 0 | 0
|  | 2048 | 0 | 0 | 0 | 0 | 0 | 0
|  | 2049 | 0 | 0 | 0 | 0 | 0 | 0
|  | 2050 | 0 | 0 | 0 | 0 | 0 | 0
|  | 2051 | 0 | 0 | 0 | 0 | 0 | 0
|  | 2052 | 0 | 0 | 0 | 0 | 0 | 0
|  | 2053 | 0 | 0 | 0 | 0 | 0 | 0
|  | 2054 | 0 | 0 | 0 | 0 | 0 | 0
|  | 2055 | 0 | 0 | 0 | 0 | 0 | 0
|  | 2056 | 0 | 0 | 0 | 0 | 0 | 0
|  | 2057 | 0 | 0 | 0 | 0 | 0 | 0
|  | 2058 | 0 | 0 | 0 | 0 | 0 | 0
|  | 2059 | 0 | 0 | 0 | 0 | 0 | 0
|  | 2060 | 0 | 0 | 0 | 0 | 0 | 0
|  | 2061 | 0 | 0 | 0 | 0 | 0 | 0
|  | 2062 | 0 | 0 | 0 | 0 | 0 | 0
|  | 2063 | 0 | 0 | 0 | 0 | 0 | 0
|  | 2064 | 0 | 0 | 0 | 0 | 0 | 0
|  | 2065 | 0 | 0 | 0 | 0 | 0 | 0
|  | 2066 | 0 | 0 | 0 | 0 | 0 | 0
|  | 2067 | 0 | 0 | 0 | 0 | 0 | 0
|  | 2068 | 0 | 0 | 0 | 0 | 0 | 0
|  | 2069 | 0 | 0 | 0 | 0 | 0 | 0
|  | 2070 | 0 | 0 | 0 | 0 | 0 | 0
|  | 2071 | 0 | 0 | 0 | 0 | 0 | 0
|  | 2072 | 0 | 0 | 0 | 0 | 0 | 0
|  | 2073 | 0 | 0 | 0 | 0 | 0 | 0
|  | Project Totals |  | 0 |  | 0 | 0 | 0
** This is the total amount that needs to be reported to PJM for billing to all regions.
## This is the calculation of additional incentive revenue on projects deemed by the FERC to be eligible for an incentive return. This
additional incentive requirement is applicable for the life of this specific project. Each year the revenue requirement calculated for PJM
should be incremented by the amount of the incentive revenue calculated for that year on this project.
In order to calculate the proper monthly RTEP billing amount, PJM requires a 12 month revenue requirement for each RTEP project. As a result, notwithstanding the fact that the project was in service for a partial year, the project revenue requirement in the year that the project goes into service has been annualized (shown at the full-year level) so that PJM will collect the correct monthly billings.
Worksheet J - ATRR PROJECTED Calculation for PJM Projects Charged to Benefiting Zones | [12 empty] | Page 12 of | 23 | 1
| IV. | Determine the Revenue Requirement, and Additional Revenue Requirement for facilities receiving incentives.
A. Base Plan Facilities
|  | Facilities receiving incentives accepted by FERC in Docket No. |  |  |  |  | (e.g. ER05-925-000) |  |  | Current Projected Year ARR |  |  | 1700328.8557
[10 empty] | Current Projected Year ARR w/ Incentive |  |  | 1700328.8557
|  | Project Description: | RTEP ID: b2018 (Loop Conesville-Bixby 345 kV circuit into Ohio Central) | [6 empty] | Current Projected Year Incentive ARR |  |  | 0
Details
|  | Investment | 13744473.9 | Current Year |  |  |  | 2026 |  | CUMULATIVE HISTORY OF PROJECTED ANNUAL REVENUE REQUIREMENTS:
|  | Service Year (yyyy) | 2013 | ROE increase accepted by FERC (Basis Points) |  |  |  | 0 |  | CUMULATIVE HISTORY OF PROJECTED ANNUAL REVENUE REQUIREMENTS:
|  | Service Month (1-12) | 12 | FCR w/o incentives, less depreciation |  |  |  | 14.91% |  | INPUT PROJECTED ARR (WITH & WITHOUT INCENTIVES) FROM EACH PRIOR YEAR
|  | Useful life | 34 | FCR w/incentives approved for these facilities, less dep. |  |  |  | 14.91% |  | TEMPLATE BELOW TO MAINTAIN HISTORY OF PROJECTED ARRS OVER THE
|  | CIAC (Yes or No) | No | Annual Depreciation Expense |  |  |  | 404249.2324 |  | LIFE OF THE PROJECT.
|  | Investment | Beginning | Depreciation | Ending | RTEP Rev. Req't. | RTEP Rev. Req't. | Incentive Rev. |  | RTEP Projected Rev. Req't.From Prior Year Template |  | RTEP Projected Rev. Req't.From Prior Year Template
|  | Year | Balance | Expense | Balance | w/o Incentives | with Incentives ** | Requirement ## |  | w/o Incentives |  | with Incentives **
|  | 2013 | 13744473.9 | 0 | 13744473.9 | 2049614.2881 | 2049614.2881 | 0 |  | $ - |  | $ -
|  | 2014 | 13744473.9 | 404249.2324 | 13340224.6676 | 2423722.1339 | 2423722.1339 | 0 |  | 294473 |  | 294473
|  | 2015 | 13340224.6676 | 404249.2324 | 12935975.4353 | 2363439.3607 | 2363439.3607 | 0 |  | 1769452 |  | 1769452
|  | 2016 | 12935975.4353 | 404249.2324 | 12531726.2029 | 2303156.5875 | 2303156.5875 | 0 |  | 1930442 |  | 1930442
|  | 2017 | 12531726.2029 | 404249.2324 | 12127476.9706 | 2242873.8143 | 2242873.8143 | 0 |  | 2311328 |  | 2311328
|  | 2018 | 12127476.9706 | 404249.2324 | 11723227.7382 | 2182591.0411 | 2182591.0411 | 0 |  | 2058707 |  | 2058707
|  | 2019 | 11723227.7382 | 404249.2324 | 11318978.5059 | 2122308.268 | 2122308.268 | 0 |  | 2106754.5163 |  | 2106754.5163
|  | 2020 | 11318978.5059 | 404249.2324 | 10914729.2735 | 2062025.4948 | 2062025.4948 | 0 |  | 2201768.4759 |  | 2201768.4759
|  | 2021 | 10914729.2735 | 404249.2324 | 10510480.0412 | 2001742.7216 | 2001742.7216 | 0 |  | 1980992.0968 |  | 1980992.0968
|  | 2022 | 10510480.0412 | 404249.2324 | 10106230.8088 | 1941459.9484 | 1941459.9484 | 0 |  | 1974403.4202 |  | 1974403.4202
|  | 2023 | 10106230.8088 | 404249.2324 | 9701981.5765 | 1881177.1752 | 1881177.1752 | 0 |  | 1920527.4167 |  | 1920527.4167
|  | 2024 | 9701981.5765 | 404249.2324 | 9297732.3441 | 1820894.4021 | 1820894.4021 | 0 |  | 1832534.5013 |  | 1832534.5013
|  | 2025 | 9297732.3441 | 404249.2324 | 8893483.1118 | 1760611.6289 | 1760611.6289 | 0 |  | 1768553.2277 |  | 1768553.2277
|  | 2026 | 8893483.1118 | 404249.2324 | 8489233.8794 | 1700328.8557 | 1700328.8557 | 0
|  | 2027 | 8489233.8794 | 404249.2324 | 8084984.6471 | 1640046.0825 | 1640046.0825 | 0
|  | 2028 | 8084984.6471 | 404249.2324 | 7680735.4147 | 1579763.3094 | 1579763.3094 | 0
|  | 2029 | 7680735.4147 | 404249.2324 | 7276486.1824 | 1519480.5362 | 1519480.5362 | 0
|  | 2030 | 7276486.1824 | 404249.2324 | 6872236.95 | 1459197.763 | 1459197.763 | 0
|  | 2031 | 6872236.95 | 404249.2324 | 6467987.7176 | 1398914.9898 | 1398914.9898 | 0
|  | 2032 | 6467987.7176 | 404249.2324 | 6063738.4853 | 1338632.2166 | 1338632.2166 | 0
|  | 2033 | 6063738.4853 | 404249.2324 | 5659489.2529 | 1278349.4435 | 1278349.4435 | 0
|  | 2034 | 5659489.2529 | 404249.2324 | 5255240.0206 | 1218066.6703 | 1218066.6703 | 0
|  | 2035 | 5255240.0206 | 404249.2324 | 4850990.7882 | 1157783.8971 | 1157783.8971 | 0
|  | 2036 | 4850990.7882 | 404249.2324 | 4446741.5559 | 1097501.1239 | 1097501.1239 | 0
|  | 2037 | 4446741.5559 | 404249.2324 | 4042492.3235 | 1037218.3507 | 1037218.3507 | 0
|  | 2038 | 4042492.3235 | 404249.2324 | 3638243.0912 | 976935.5776 | 976935.5776 | 0
|  | 2039 | 3638243.0912 | 404249.2324 | 3233993.8588 | 916652.8044 | 916652.8044 | 0
|  | 2040 | 3233993.8588 | 404249.2324 | 2829744.6265 | 856370.0312 | 856370.0312 | 0
|  | 2041 | 2829744.6265 | 404249.2324 | 2425495.3941 | 796087.258 | 796087.258 | 0
|  | 2042 | 2425495.3941 | 404249.2324 | 2021246.1618 | 735804.4848 | 735804.4848 | 0
|  | 2043 | 2021246.1618 | 404249.2324 | 1616996.9294 | 675521.7117 | 675521.7117 | 0
|  | 2044 | 1616996.9294 | 404249.2324 | 1212747.6971 | 615238.9385 | 615238.9385 | 0
|  | 2045 | 1212747.6971 | 404249.2324 | 808498.4647 | 554956.1653 | 554956.1653 | 0
|  | 2046 | 808498.4647 | 404249.2324 | 404249.2324 | 494673.3921 | 494673.3921 | 0
|  | 2047 | 404249.2324 | 404249.2324 | 7.7998e-09 | 434390.6189 | 434390.6189 | 0
|  | 2048 | 7.7998e-09 | 7.7998e-09 | 0 | 8.3814e-09 | 8.3814e-09 | 0
|  | 2049 | 0 | 0 | 0 | 0 | 0 | 0
|  | 2050 | 0 | 0 | 0 | 0 | 0 | 0
|  | 2051 | 0 | 0 | 0 | 0 | 0 | 0
|  | 2052 | 0 | 0 | 0 | 0 | 0 | 0
|  | 2053 | 0 | 0 | 0 | 0 | 0 | 0
|  | 2054 | 0 | 0 | 0 | 0 | 0 | 0
|  | 2055 | 0 | 0 | 0 | 0 | 0 | 0
|  | 2056 | 0 | 0 | 0 | 0 | 0 | 0
|  | 2057 | 0 | 0 | 0 | 0 | 0 | 0
|  | 2058 | 0 | 0 | 0 | 0 | 0 | 0
|  | 2059 | 0 | 0 | 0 | 0 | 0 | 0
|  | 2060 | 0 | 0 | 0 | 0 | 0 | 0
|  | 2061 | 0 | 0 | 0 | 0 | 0 | 0
|  | 2062 | 0 | 0 | 0 | 0 | 0 | 0
|  | 2063 | 0 | 0 | 0 | 0 | 0 | 0
|  | 2064 | 0 | 0 | 0 | 0 | 0 | 0
|  | 2065 | 0 | 0 | 0 | 0 | 0 | 0
|  | 2066 | 0 | 0 | 0 | 0 | 0 | 0
|  | 2067 | 0 | 0 | 0 | 0 | 0 | 0
|  | 2068 | 0 | 0 | 0 | 0 | 0 | 0
|  | 2069 | 0 | 0 | 0 | 0 | 0 | 0
|  | 2070 | 0 | 0 | 0 | 0 | 0 | 0
|  | 2071 | 0 | 0 | 0 | 0 | 0 | 0
|  | 2072 | 0 | 0 | 0 | 0 | 0 | 0
|  | Project Totals |  | 13744473.9 |  | 50637531.0858 | 50637531.0858 | 0
** This is the total amount that needs to be reported to PJM for billing to all regions.
## This is the calculation of additional incentive revenue on projects deemed by the FERC to be eligible for an incentive return. This
additional incentive requirement is applicable for the life of this specific project. Each year the revenue requirement calculated for PJM
should be incremented by the amount of the incentive revenue calculated for that year on this project.
In order to calculate the proper monthly RTEP billing amount, PJM requires a 12 month revenue requirement for each RTEP project. As a result, notwithstanding the fact that the project was in service for a partial year, the project revenue requirement in the year that the project goes into service has been annualized (shown at the full-year level) so that PJM will collect the correct monthly billings.
Worksheet J - ATRR PROJECTED Calculation for PJM Projects Charged to Benefiting Zones | [12 empty] | Page 13 of | 23 | 1
| IV. | Determine the Revenue Requirement, and Additional Revenue Requirement for facilities receiving incentives.
A. Base Plan Facilities
|  | Facilities receiving incentives accepted by FERC in Docket No. |  |  |  |  | (e.g. ER05-925-000) |  |  | Current Projected Year ARR |  |  | 2697541.3046
[10 empty] | Current Projected Year ARR w/ Incentive |  |  | 2697541.3046
|  | Project Description: | RTEP ID: b2021 (Add 345/138 kV Transformers at Sporn, Kanawha River, and Muskingum River stations) | [6 empty] | Current Projected Year Incentive ARR |  |  | 0
Details
|  | Investment | 21058753.36 | Current Year |  |  |  | 2026 |  | CUMULATIVE HISTORY OF PROJECTED ANNUAL REVENUE REQUIREMENTS:
|  | Service Year (yyyy) | 2014 | ROE increase accepted by FERC (Basis Points) |  |  |  | 0 |  | CUMULATIVE HISTORY OF PROJECTED ANNUAL REVENUE REQUIREMENTS:
|  | Service Month (1-12) | 12 | FCR w/o incentives, less depreciation |  |  |  | 14.91% |  | INPUT PROJECTED ARR (WITH & WITHOUT INCENTIVES) FROM EACH PRIOR YEAR
|  | Useful life | 34 | FCR w/incentives approved for these facilities, less dep. |  |  |  | 14.91% |  | TEMPLATE BELOW TO MAINTAIN HISTORY OF PROJECTED ARRS OVER THE
|  | CIAC (Yes or No) | No | Annual Depreciation Expense |  |  |  | 619375.0988 |  | LIFE OF THE PROJECT.
|  | Investment | Beginning | Depreciation | Ending | RTEP Rev. Req't. | RTEP Rev. Req't. | Incentive Rev. |  | RTEP Projected Rev. Req't.From Prior Year Template |  | RTEP Projected Rev. Req't.From Prior Year Template
|  | Year | Balance | Expense | Balance | w/o Incentives | with Incentives ** | Requirement ## |  | w/o Incentives |  | with Incentives **
|  | 2014 | 21058753.36 | 0 | 21058753.36 | 3140340.0443 | 3140340.0443 | 0 |  | 2052447 |  | 2052447
|  | 2015 | 21058753.36 | 619375.0988 | 20439378.2612 | 3713533.6719 | 3713533.6719 | 0 |  | 2695147 |  | 2695147
|  | 2016 | 20439378.2612 | 619375.0988 | 19820003.1624 | 3621170.7294 | 3621170.7294 | 0 |  | 3014861 |  | 3014861
|  | 2017 | 19820003.1624 | 619375.0988 | 19200628.0635 | 3528807.7869 | 3528807.7869 | 0 |  | 3618083 |  | 3618083
|  | 2018 | 19200628.0635 | 619375.0988 | 18581252.9647 | 3436444.8445 | 3436444.8445 | 0 |  | 3216698 |  | 3216698
|  | 2019 | 18581252.9647 | 619375.0988 | 17961877.8659 | 3344081.902 | 3344081.902 | 0 |  | 3297994.9862 |  | 3297994.9862
|  | 2020 | 17961877.8659 | 619375.0988 | 17342502.7671 | 3251718.9595 | 3251718.9595 | 0 |  | 3455602.5361 |  | 3455602.5361
|  | 2021 | 17342502.7671 | 619375.0988 | 16723127.6682 | 3159356.017 | 3159356.017 | 0 |  | 3118794.4649 |  | 3118794.4649
|  | 2022 | 16723127.6682 | 619375.0988 | 16103752.5694 | 3066993.0745 | 3066993.0745 | 0 |  | 3113837.1722 |  | 3113837.1722
|  | 2023 | 16103752.5694 | 619375.0988 | 15484377.4706 | 2974630.1321 | 2974630.1321 | 0 |  | 3034357.3075 |  | 3034357.3075
|  | 2024 | 15484377.4706 | 619375.0988 | 14865002.3718 | 2882267.1896 | 2882267.1896 | 0 |  | 2897782.0276 |  | 2897782.0276
|  | 2025 | 14865002.3718 | 619375.0988 | 14245627.2729 | 2789904.2471 | 2789904.2471 | 0 |  | 2799412.5396 |  | 2799412.5396
|  | 2026 | 14245627.2729 | 619375.0988 | 13626252.1741 | 2697541.3046 | 2697541.3046 | 0
|  | 2027 | 13626252.1741 | 619375.0988 | 13006877.0753 | 2605178.3621 | 2605178.3621 | 0
|  | 2028 | 13006877.0753 | 619375.0988 | 12387501.9765 | 2512815.4197 | 2512815.4197 | 0
|  | 2029 | 12387501.9765 | 619375.0988 | 11768126.8776 | 2420452.4772 | 2420452.4772 | 0
|  | 2030 | 11768126.8776 | 619375.0988 | 11148751.7788 | 2328089.5347 | 2328089.5347 | 0
|  | 2031 | 11148751.7788 | 619375.0988 | 10529376.68 | 2235726.5922 | 2235726.5922 | 0
|  | 2032 | 10529376.68 | 619375.0988 | 9910001.5812 | 2143363.6497 | 2143363.6497 | 0
|  | 2033 | 9910001.5812 | 619375.0988 | 9290626.4824 | 2051000.7073 | 2051000.7073 | 0
|  | 2034 | 9290626.4824 | 619375.0988 | 8671251.3835 | 1958637.7648 | 1958637.7648 | 0
|  | 2035 | 8671251.3835 | 619375.0988 | 8051876.2847 | 1866274.8223 | 1866274.8223 | 0
|  | 2036 | 8051876.2847 | 619375.0988 | 7432501.1859 | 1773911.8798 | 1773911.8798 | 0
|  | 2037 | 7432501.1859 | 619375.0988 | 6813126.0871 | 1681548.9373 | 1681548.9373 | 0
|  | 2038 | 6813126.0871 | 619375.0988 | 6193750.9882 | 1589185.9949 | 1589185.9949 | 0
|  | 2039 | 6193750.9882 | 619375.0988 | 5574375.8894 | 1496823.0524 | 1496823.0524 | 0
|  | 2040 | 5574375.8894 | 619375.0988 | 4955000.7906 | 1404460.1099 | 1404460.1099 | 0
|  | 2041 | 4955000.7906 | 619375.0988 | 4335625.6918 | 1312097.1674 | 1312097.1674 | 0
|  | 2042 | 4335625.6918 | 619375.0988 | 3716250.5929 | 1219734.2249 | 1219734.2249 | 0
|  | 2043 | 3716250.5929 | 619375.0988 | 3096875.4941 | 1127371.2825 | 1127371.2825 | 0
|  | 2044 | 3096875.4941 | 619375.0988 | 2477500.3953 | 1035008.34 | 1035008.34 | 0
|  | 2045 | 2477500.3953 | 619375.0988 | 1858125.2965 | 942645.3975 | 942645.3975 | 0
|  | 2046 | 1858125.2965 | 619375.0988 | 1238750.1976 | 850282.455 | 850282.455 | 0
|  | 2047 | 1238750.1976 | 619375.0988 | 619375.0988 | 757919.5125 | 757919.5125 | 0
|  | 2048 | 619375.0988 | 619375.0988 | 1.0245e-08 | 665556.5701 | 665556.5701 | 0
|  | 2049 | 1.0245e-08 | 1.0245e-08 | 0 | 1.1008e-08 | 1.1008e-08 | 0
|  | 2050 | 0 | 0 | 0 | 0 | 0 | 0
|  | 2051 | 0 | 0 | 0 | 0 | 0 | 0
|  | 2052 | 0 | 0 | 0 | 0 | 0 | 0
|  | 2053 | 0 | 0 | 0 | 0 | 0 | 0
|  | 2054 | 0 | 0 | 0 | 0 | 0 | 0
|  | 2055 | 0 | 0 | 0 | 0 | 0 | 0
|  | 2056 | 0 | 0 | 0 | 0 | 0 | 0
|  | 2057 | 0 | 0 | 0 | 0 | 0 | 0
|  | 2058 | 0 | 0 | 0 | 0 | 0 | 0
|  | 2059 | 0 | 0 | 0 | 0 | 0 | 0
|  | 2060 | 0 | 0 | 0 | 0 | 0 | 0
|  | 2061 | 0 | 0 | 0 | 0 | 0 | 0
|  | 2062 | 0 | 0 | 0 | 0 | 0 | 0
|  | 2063 | 0 | 0 | 0 | 0 | 0 | 0
|  | 2064 | 0 | 0 | 0 | 0 | 0 | 0
|  | 2065 | 0 | 0 | 0 | 0 | 0 | 0
|  | 2066 | 0 | 0 | 0 | 0 | 0 | 0
|  | 2067 | 0 | 0 | 0 | 0 | 0 | 0
|  | 2068 | 0 | 0 | 0 | 0 | 0 | 0
|  | 2069 | 0 | 0 | 0 | 0 | 0 | 0
|  | 2070 | 0 | 0 | 0 | 0 | 0 | 0
|  | 2071 | 0 | 0 | 0 | 0 | 0 | 0
|  | 2072 | 0 | 0 | 0 | 0 | 0 | 0
|  | 2073 | 0 | 0 | 0 | 0 | 0 | 0
|  | Project Totals |  | 21058753.36 |  | 77584874.1577 | 77584874.1577 | 0
** This is the total amount that needs to be reported to PJM for billing to all regions.
## This is the calculation of additional incentive revenue on projects deemed by the FERC to be eligible for an incentive return. This
additional incentive requirement is applicable for the life of this specific project. Each year the revenue requirement calculated for PJM
should be incremented by the amount of the incentive revenue calculated for that year on this project.
In order to calculate the proper monthly RTEP billing amount, PJM requires a 12 month revenue requirement for each RTEP project. As a result, notwithstanding the fact that the project was in service for a partial year, the project revenue requirement in the year that the project goes into service has been annualized (shown at the full-year level) so that PJM will collect the correct monthly billings.
Worksheet J - ATRR PROJECTED Calculation for PJM Projects Charged to Benefiting Zones | [12 empty] | Page 14 of | 23 | 1
| IV. | Determine the Revenue Requirement, and Additional Revenue Requirement for facilities receiving incentives.
A. Base Plan Facilities
|  | Facilities receiving incentives accepted by FERC in Docket No. |  |  |  |  | (e.g. ER05-925-000) |  |  | Current Projected Year ARR |  |  | 480282.9667
[10 empty] | Current Projected Year ARR w/ Incentive |  |  | 480282.9667
|  | Project Description: | RTEP ID: b2032 (Rebuild 138 kV Elliott Tap-Poston line) | [6 empty] | Current Projected Year Incentive ARR |  |  | 0
Details
|  | Investment | 3781771.35 | Current Year |  |  |  | 2026 |  | CUMULATIVE HISTORY OF PROJECTED ANNUAL REVENUE REQUIREMENTS:
|  | Service Year (yyyy) | 2014 | ROE increase accepted by FERC (Basis Points) |  |  |  | 0 |  | CUMULATIVE HISTORY OF PROJECTED ANNUAL REVENUE REQUIREMENTS:
|  | Service Month (1-12) | 9 | FCR w/o incentives, less depreciation |  |  |  | 14.91% |  | INPUT PROJECTED ARR (WITH & WITHOUT INCENTIVES) FROM EACH PRIOR YEAR
|  | Useful life | 34 | FCR w/incentives approved for these facilities, less dep. |  |  |  | 14.91% |  | TEMPLATE BELOW TO MAINTAIN HISTORY OF PROJECTED ARRS OVER THE
|  | CIAC (Yes or No) | No | Annual Depreciation Expense |  |  |  | 111228.5691 |  | LIFE OF THE PROJECT.
|  | Investment | Beginning | Depreciation | Ending | RTEP Rev. Req't. | RTEP Rev. Req't. | Incentive Rev. |  | RTEP Projected Rev. Req't.From Prior Year Template |  | RTEP Projected Rev. Req't.From Prior Year Template
|  | Year | Balance | Expense | Balance | w/o Incentives | with Incentives ** | Requirement ## |  | w/o Incentives |  | with Incentives **
|  | 2014 | 3781771.35 | 27807.1423 | 3753964.2077 | 589682.0959 | 589682.0959 | 0 |  | 2808368 |  | 2808368
|  | 2015 | 3753964.2077 | 111228.5691 | 3642735.6386 | 662736.8262 | 662736.8262 | 0 |  | 492192 |  | 492192
|  | 2016 | 3642735.6386 | 111228.5691 | 3531507.0695 | 646150.1117 | 646150.1117 | 0 |  | 539236 |  | 539236
|  | 2017 | 3531507.0695 | 111228.5691 | 3420278.5004 | 629563.3972 | 629563.3972 | 0 |  | 646665 |  | 646665
|  | 2018 | 3420278.5004 | 111228.5691 | 3309049.9312 | 612976.6827 | 612976.6827 | 0 |  | 574858 |  | 574858
|  | 2019 | 3309049.9312 | 111228.5691 | 3197821.3621 | 596389.9682 | 596389.9682 | 0 |  | 589080.9969 |  | 589080.9969
|  | 2020 | 3197821.3621 | 111228.5691 | 3086592.793 | 579803.2537 | 579803.2537 | 0 |  | 616709.8005 |  | 616709.8005
|  | 2021 | 3086592.793 | 111228.5691 | 2975364.2239 | 563216.5392 | 563216.5392 | 0 |  | 556326.0199 |  | 556326.0199
|  | 2022 | 2975364.2239 | 111228.5691 | 2864135.6548 | 546629.8247 | 546629.8247 | 0 |  | 555205.1238 |  | 555205.1238
|  | 2023 | 2864135.6548 | 111228.5691 | 2752907.0857 | 530043.1102 | 530043.1102 | 0 |  | 540794.3408 |  | 540794.3408
|  | 2024 | 2752907.0857 | 111228.5691 | 2641678.5165 | 513456.3957 | 513456.3957 | 0 |  | 516346.723 |  | 516346.723
|  | 2025 | 2641678.5165 | 111228.5691 | 2530449.9474 | 496869.6812 | 496869.6812 | 0 |  | 498696.599 |  | 498696.599
|  | 2026 | 2530449.9474 | 111228.5691 | 2419221.3783 | 480282.9667 | 480282.9667 | 0
|  | 2027 | 2419221.3783 | 111228.5691 | 2307992.8092 | 463696.2522 | 463696.2522 | 0
|  | 2028 | 2307992.8092 | 111228.5691 | 2196764.2401 | 447109.5377 | 447109.5377 | 0
|  | 2029 | 2196764.2401 | 111228.5691 | 2085535.671 | 430522.8232 | 430522.8232 | 0
|  | 2030 | 2085535.671 | 111228.5691 | 1974307.1018 | 413936.1087 | 413936.1087 | 0
|  | 2031 | 1974307.1018 | 111228.5691 | 1863078.5327 | 397349.3942 | 397349.3942 | 0
|  | 2032 | 1863078.5327 | 111228.5691 | 1751849.9636 | 380762.6797 | 380762.6797 | 0
|  | 2033 | 1751849.9636 | 111228.5691 | 1640621.3945 | 364175.9652 | 364175.9652 | 0
|  | 2034 | 1640621.3945 | 111228.5691 | 1529392.8254 | 347589.2507 | 347589.2507 | 0
|  | 2035 | 1529392.8254 | 111228.5691 | 1418164.2562 | 331002.5362 | 331002.5362 | 0
|  | 2036 | 1418164.2562 | 111228.5691 | 1306935.6871 | 314415.8217 | 314415.8217 | 0
|  | 2037 | 1306935.6871 | 111228.5691 | 1195707.118 | 297829.1072 | 297829.1072 | 0
|  | 2038 | 1195707.118 | 111228.5691 | 1084478.5489 | 281242.3927 | 281242.3927 | 0
|  | 2039 | 1084478.5489 | 111228.5691 | 973249.9798 | 264655.6782 | 264655.6782 | 0
|  | 2040 | 973249.9798 | 111228.5691 | 862021.4107 | 248068.9637 | 248068.9637 | 0
|  | 2041 | 862021.4107 | 111228.5691 | 750792.8415 | 231482.2492 | 231482.2492 | 0
|  | 2042 | 750792.8415 | 111228.5691 | 639564.2724 | 214895.5347 | 214895.5347 | 0
|  | 2043 | 639564.2724 | 111228.5691 | 528335.7033 | 198308.8202 | 198308.8202 | 0
|  | 2044 | 528335.7033 | 111228.5691 | 417107.1342 | 181722.1057 | 181722.1057 | 0
|  | 2045 | 417107.1342 | 111228.5691 | 305878.5651 | 165135.3912 | 165135.3912 | 0
|  | 2046 | 305878.5651 | 111228.5691 | 194649.996 | 148548.6767 | 148548.6767 | 0
|  | 2047 | 194649.996 | 111228.5691 | 83421.4268 | 131961.9622 | 131961.9622 | 0
|  | 2048 | 83421.4268 | 83421.4268 | 0 | 89641.4448 | 89641.4448 | 0
|  | 2049 | 0 | 0 | 0 | 0 | 0 | 0
|  | 2050 | 0 | 0 | 0 | 0 | 0 | 0
|  | 2051 | 0 | 0 | 0 | 0 | 0 | 0
|  | 2052 | 0 | 0 | 0 | 0 | 0 | 0
|  | 2053 | 0 | 0 | 0 | 0 | 0 | 0
|  | 2054 | 0 | 0 | 0 | 0 | 0 | 0
|  | 2055 | 0 | 0 | 0 | 0 | 0 | 0
|  | 2056 | 0 | 0 | 0 | 0 | 0 | 0
|  | 2057 | 0 | 0 | 0 | 0 | 0 | 0
|  | 2058 | 0 | 0 | 0 | 0 | 0 | 0
|  | 2059 | 0 | 0 | 0 | 0 | 0 | 0
|  | 2060 | 0 | 0 | 0 | 0 | 0 | 0
|  | 2061 | 0 | 0 | 0 | 0 | 0 | 0
|  | 2062 | 0 | 0 | 0 | 0 | 0 | 0
|  | 2063 | 0 | 0 | 0 | 0 | 0 | 0
|  | 2064 | 0 | 0 | 0 | 0 | 0 | 0
|  | 2065 | 0 | 0 | 0 | 0 | 0 | 0
|  | 2066 | 0 | 0 | 0 | 0 | 0 | 0
|  | 2067 | 0 | 0 | 0 | 0 | 0 | 0
|  | 2068 | 0 | 0 | 0 | 0 | 0 | 0
|  | 2069 | 0 | 0 | 0 | 0 | 0 | 0
|  | 2070 | 0 | 0 | 0 | 0 | 0 | 0
|  | 2071 | 0 | 0 | 0 | 0 | 0 | 0
|  | 2072 | 0 | 0 | 0 | 0 | 0 | 0
|  | 2073 | 0 | 0 | 0 | 0 | 0 | 0
|  | Project Totals |  | 3781771.35 |  | 13791853.5497 | 13791853.5497 | 0
** This is the total amount that needs to be reported to PJM for billing to all regions.
## This is the calculation of additional incentive revenue on projects deemed by the FERC to be eligible for an incentive return. This
additional incentive requirement is applicable for the life of this specific project. Each year the revenue requirement calculated for PJM
should be incremented by the amount of the incentive revenue calculated for that year on this project.
In order to calculate the proper monthly RTEP billing amount, PJM requires a 12 month revenue requirement for each RTEP project. As a result, notwithstanding the fact that the project was in service for a partial year, the project revenue requirement in the year that the project goes into service has been annualized (shown at the full-year level) so that PJM will collect the correct monthly billings.
Worksheet J - ATRR PROJECTED Calculation for PJM Projects Charged to Benefiting Zones | [12 empty] | Page 15 of | 23 | 1
| IV. | Determine the Revenue Requirement, and Additional Revenue Requirement for facilities receiving incentives.
A. Base Plan Facilities
|  | Facilities receiving incentives accepted by FERC in Docket No. |  |  |  |  | (e.g. ER05-925-000) |  |  | Current Projected Year ARR |  |  | 3682340.3104
[10 empty] | Current Projected Year ARR w/ Incentive |  |  | 3682340.3104
|  | Project Description: | RTEP ID: b1032.1 (Construct a new 345/138kV station on the Marquis-Bixby 345kV line near the intersection with Ross - Highland 69kV ) | [6 empty] | Current Projected Year Incentive ARR |  |  | 0
Details
|  | Investment | 27342437.46 | Current Year |  |  |  | 2026 |  | CUMULATIVE HISTORY OF PROJECTED ANNUAL REVENUE REQUIREMENTS:
|  | Service Year (yyyy) | 2016 | ROE increase accepted by FERC (Basis Points) |  |  |  | 0 |  | CUMULATIVE HISTORY OF PROJECTED ANNUAL REVENUE REQUIREMENTS:
|  | Service Month (1-12) | 6 | FCR w/o incentives, less depreciation |  |  |  | 14.91% |  | INPUT PROJECTED ARR (WITH & WITHOUT INCENTIVES) FROM EACH PRIOR YEAR
|  | Useful life | 34 | FCR w/incentives approved for these facilities, less dep. |  |  |  | 14.91% |  | TEMPLATE BELOW TO MAINTAIN HISTORY OF PROJECTED ARRS OVER THE
|  | CIAC (Yes or No) | No | Annual Depreciation Expense |  |  |  | 804189.3371 |  | LIFE OF THE PROJECT.
|  | Investment | Beginning | Depreciation | Ending | RTEP Rev. Req't. | RTEP Rev. Req't. | Incentive Rev. |  | RTEP Projected Rev. Req't.From Prior Year Template |  | RTEP Projected Rev. Req't.From Prior Year Template
|  | Year | Balance | Expense | Balance | w/o Incentives | with Incentives ** | Requirement ## |  | w/o Incentives |  | with Incentives **
|  | 2016 | 27342437.46 | 402094.6685 | 26940342.7915 | 4449494.4748 | 4449494.4748 | 0 |  | 1957261 |  | 1957261
|  | 2017 | 26940342.7915 | 804189.3371 | 26136153.4544 | 4761646.9254 | 4761646.9254 | 0 |  | 582397 |  | 582397
|  | 2018 | 26136153.4544 | 804189.3371 | 25331964.1174 | 4641723.9682 | 4641723.9682 | 0 |  | 4098498 |  | 4098498
|  | 2019 | 25331964.1174 | 804189.3371 | 24527774.7803 | 4521801.011 | 4521801.011 | 0 |  | 4209863.179 |  | 4209863.179
|  | 2020 | 24527774.7803 | 804189.3371 | 23723585.4432 | 4401878.0538 | 4401878.0538 | 0 |  | 4424103.2123 |  | 4424103.2123
|  | 2021 | 23723585.4432 | 804189.3371 | 22919396.1062 | 4281955.0966 | 4281955.0966 | 0 |  | 4212213.62 |  | 4212213.62
|  | 2022 | 22919396.1062 | 804189.3371 | 22115206.7691 | 4162032.1393 | 4162032.1393 | 0 |  | 4215783.0746 |  | 4215783.0746
|  | 2023 | 22115206.7691 | 804189.3371 | 21311017.4321 | 4042109.1821 | 4042109.1821 | 0 |  | 4118560.2969 |  | 4118560.2969
|  | 2024 | 21311017.4321 | 804189.3371 | 20506828.095 | 3922186.2249 | 3922186.2249 | 0 |  | 3937812.7529 |  | 3937812.7529
|  | 2025 | 20506828.095 | 804189.3371 | 19702638.7579 | 3802263.2677 | 3802263.2677 | 0 |  | 3809429.0903 |  | 3809429.0903
|  | 2026 | 19702638.7579 | 804189.3371 | 18898449.4209 | 3682340.3104 | 3682340.3104 | 0
|  | 2027 | 18898449.4209 | 804189.3371 | 18094260.0838 | 3562417.3532 | 3562417.3532 | 0
|  | 2028 | 18094260.0838 | 804189.3371 | 17290070.7468 | 3442494.396 | 3442494.396 | 0
|  | 2029 | 17290070.7468 | 804189.3371 | 16485881.4097 | 3322571.4388 | 3322571.4388 | 0
|  | 2030 | 16485881.4097 | 804189.3371 | 15681692.0726 | 3202648.4815 | 3202648.4815 | 0
|  | 2031 | 15681692.0726 | 804189.3371 | 14877502.7356 | 3082725.5243 | 3082725.5243 | 0
|  | 2032 | 14877502.7356 | 804189.3371 | 14073313.3985 | 2962802.5671 | 2962802.5671 | 0
|  | 2033 | 14073313.3985 | 804189.3371 | 13269124.0615 | 2842879.6099 | 2842879.6099 | 0
|  | 2034 | 13269124.0615 | 804189.3371 | 12464934.7244 | 2722956.6526 | 2722956.6526 | 0
|  | 2035 | 12464934.7244 | 804189.3371 | 11660745.3874 | 2603033.6954 | 2603033.6954 | 0
|  | 2036 | 11660745.3874 | 804189.3371 | 10856556.0503 | 2483110.7382 | 2483110.7382 | 0
|  | 2037 | 10856556.0503 | 804189.3371 | 10052366.7132 | 2363187.781 | 2363187.781 | 0
|  | 2038 | 10052366.7132 | 804189.3371 | 9248177.3762 | 2243264.8237 | 2243264.8237 | 0
|  | 2039 | 9248177.3762 | 804189.3371 | 8443988.0391 | 2123341.8665 | 2123341.8665 | 0
|  | 2040 | 8443988.0391 | 804189.3371 | 7639798.7021 | 2003418.9093 | 2003418.9093 | 0
|  | 2041 | 7639798.7021 | 804189.3371 | 6835609.365 | 1883495.9521 | 1883495.9521 | 0
|  | 2042 | 6835609.365 | 804189.3371 | 6031420.0279 | 1763572.9948 | 1763572.9948 | 0
|  | 2043 | 6031420.0279 | 804189.3371 | 5227230.6909 | 1643650.0376 | 1643650.0376 | 0
|  | 2044 | 5227230.6909 | 804189.3371 | 4423041.3538 | 1523727.0804 | 1523727.0804 | 0
|  | 2045 | 4423041.3538 | 804189.3371 | 3618852.0168 | 1403804.1232 | 1403804.1232 | 0
|  | 2046 | 3618852.0168 | 804189.3371 | 2814662.6797 | 1283881.166 | 1283881.166 | 0
|  | 2047 | 2814662.6797 | 804189.3371 | 2010473.3426 | 1163958.2087 | 1163958.2087 | 0
|  | 2048 | 2010473.3426 | 804189.3371 | 1206284.0056 | 1044035.2515 | 1044035.2515 | 0
|  | 2049 | 1206284.0056 | 804189.3371 | 402094.6685 | 924112.2943 | 924112.2943 | 0
|  | 2050 | 402094.6685 | 402094.6685 | 0 | 432075.4078 | 432075.4078 | 0
|  | 2051 | 0 | 0 | 0 | 0 | 0 | 0
|  | 2052 | 0 | 0 | 0 | 0 | 0 | 0
|  | 2053 | 0 | 0 | 0 | 0 | 0 | 0
|  | 2054 | 0 | 0 | 0 | 0 | 0 | 0
|  | 2055 | 0 | 0 | 0 | 0 | 0 | 0
|  | 2056 | 0 | 0 | 0 | 0 | 0 | 0
|  | 2057 | 0 | 0 | 0 | 0 | 0 | 0
|  | 2058 | 0 | 0 | 0 | 0 | 0 | 0
|  | 2059 | 0 | 0 | 0 | 0 | 0 | 0
|  | 2060 | 0 | 0 | 0 | 0 | 0 | 0
|  | 2061 | 0 | 0 | 0 | 0 | 0 | 0
|  | 2062 | 0 | 0 | 0 | 0 | 0 | 0
|  | 2063 | 0 | 0 | 0 | 0 | 0 | 0
|  | 2064 | 0 | 0 | 0 | 0 | 0 | 0
|  | 2065 | 0 | 0 | 0 | 0 | 0 | 0
|  | 2066 | 0 | 0 | 0 | 0 | 0 | 0
|  | 2067 | 0 | 0 | 0 | 0 | 0 | 0
|  | 2068 | 0 | 0 | 0 | 0 | 0 | 0
|  | 2069 | 0 | 0 | 0 | 0 | 0 | 0
|  | 2070 | 0 | 0 | 0 | 0 | 0 | 0
|  | 2071 | 0 | 0 | 0 | 0 | 0 | 0
|  | 2072 | 0 | 0 | 0 | 0 | 0 | 0
|  | 2073 | 0 | 0 | 0 | 0 | 0 | 0
|  | 2074 | 0 | 0 | 0 | 0 | 0 | 0
|  | 2075 | 0 | 0 | 0 | 0 | 0 | 0
|  | Project Totals |  | 27342437.46 |  | 98696597.0082 | 98696597.0082 | 0
** This is the total amount that needs to be reported to PJM for billing to all regions.
## This is the calculation of additional incentive revenue on projects deemed by the FERC to be eligible for an incentive return. This
additional incentive requirement is applicable for the life of this specific project. Each year the revenue requirement calculated for PJM
should be incremented by the amount of the incentive revenue calculated for that year on this project.
In order to calculate the proper monthly RTEP billing amount, PJM requires a 12 month revenue requirement for each RTEP project. As a result, notwithstanding the fact that the project was in service for a partial year, the project revenue requirement in the year that the project goes into service has been annualized (shown at the full-year level) so that PJM will collect the correct monthly billings.
Worksheet J - ATRR PROJECTED Calculation for PJM Projects Charged to Benefiting Zones | [12 empty] | Page 16 of | 23 | 1
| IV. | Determine the Revenue Requirement, and Additional Revenue Requirement for facilities receiving incentives.
A. Base Plan Facilities
|  | Facilities receiving incentives accepted by FERC in Docket No. |  |  |  |  | (e.g. ER05-925-000) |  |  | Current Projected Year ARR |  |  | 809797.6078
[10 empty] | Current Projected Year ARR w/ Incentive |  |  | 809797.6078
|  | Project Description: | RTEP ID: b1032.4 (Install 138/69kV transformer at new station and connect in the Ross - Highland 69kV line) | [6 empty] | Current Projected Year Incentive ARR |  |  | 0
Details
|  | Investment | 6215397.65 | Current Year |  |  |  | 2026 |  | CUMULATIVE HISTORY OF PROJECTED ANNUAL REVENUE REQUIREMENTS:
|  | Service Year (yyyy) | 2015 | ROE increase accepted by FERC (Basis Points) |  |  |  | 0 |  | CUMULATIVE HISTORY OF PROJECTED ANNUAL REVENUE REQUIREMENTS:
|  | Service Month (1-12) | 6 | FCR w/o incentives, less depreciation |  |  |  | 14.91% |  | INPUT PROJECTED ARR (WITH & WITHOUT INCENTIVES) FROM EACH PRIOR YEAR
|  | Useful life | 34 | FCR w/incentives approved for these facilities, less dep. |  |  |  | 14.91% |  | TEMPLATE BELOW TO MAINTAIN HISTORY OF PROJECTED ARRS OVER THE
|  | CIAC (Yes or No) | No | Annual Depreciation Expense |  |  |  | 182805.8132 |  | LIFE OF THE PROJECT.
|  | Investment | Beginning | Depreciation | Ending | RTEP Rev. Req't. | RTEP Rev. Req't. | Incentive Rev. |  | RTEP Projected Rev. Req't.From Prior Year Template |  | RTEP Projected Rev. Req't.From Prior Year Template
|  | Year | Balance | Expense | Balance | w/o Incentives | with Incentives ** | Requirement ## |  | w/o Incentives |  | with Incentives **
|  | 2015 | 6215397.65 | 91402.9066 | 6123994.7434 | 1011445.2138 | 1011445.2138 | 0 |  | 643594 |  | 643594
|  | 2016 | 6123994.7434 | 182805.8132 | 5941188.9301 | 1082402.7358 | 1082402.7358 | 0 |  | 866696 |  | 866696
|  | 2017 | 5941188.9301 | 182805.8132 | 5758383.1169 | 1055142.223 | 1055142.223 | 0 |  | 1077982 |  | 1077982
|  | 2018 | 5758383.1169 | 182805.8132 | 5575577.3037 | 1027881.7102 | 1027881.7102 | 0 |  | 958607 |  | 958607
|  | 2019 | 5575577.3037 | 182805.8132 | 5392771.4904 | 1000621.1974 | 1000621.1974 | 0 |  | 983630.2043 |  | 983630.2043
|  | 2020 | 5392771.4904 | 182805.8132 | 5209965.6772 | 973360.6846 | 973360.6846 | 0 |  | 1031480.5922 |  | 1031480.5922
|  | 2021 | 5209965.6772 | 182805.8132 | 5027159.864 | 946100.1718 | 946100.1718 | 0 |  | 932834.7112 |  | 932834.7112
|  | 2022 | 5027159.864 | 182805.8132 | 4844354.0507 | 918839.659 | 918839.659 | 0 |  | 932129.7616 |  | 932129.7616
|  | 2023 | 4844354.0507 | 182805.8132 | 4661548.2375 | 891579.1462 | 891579.1462 | 0 |  | 909124.1631 |  | 909124.1631
|  | 2024 | 4661548.2375 | 182805.8132 | 4478742.4243 | 864318.6334 | 864318.6334 | 0 |  | 868555.4483 |  | 868555.4483
|  | 2025 | 4478742.4243 | 182805.8132 | 4295936.611 | 837058.1206 | 837058.1206 | 0 |  | 839471.9783 |  | 839471.9783
|  | 2026 | 4295936.611 | 182805.8132 | 4113130.7978 | 809797.6078 | 809797.6078 | 0
|  | 2027 | 4113130.7978 | 182805.8132 | 3930324.9846 | 782537.095 | 782537.095 | 0
|  | 2028 | 3930324.9846 | 182805.8132 | 3747519.1713 | 755276.5821 | 755276.5821 | 0
|  | 2029 | 3747519.1713 | 182805.8132 | 3564713.3581 | 728016.0693 | 728016.0693 | 0
|  | 2030 | 3564713.3581 | 182805.8132 | 3381907.5449 | 700755.5565 | 700755.5565 | 0
|  | 2031 | 3381907.5449 | 182805.8132 | 3199101.7316 | 673495.0437 | 673495.0437 | 0
|  | 2032 | 3199101.7316 | 182805.8132 | 3016295.9184 | 646234.5309 | 646234.5309 | 0
|  | 2033 | 3016295.9184 | 182805.8132 | 2833490.1051 | 618974.0181 | 618974.0181 | 0
|  | 2034 | 2833490.1051 | 182805.8132 | 2650684.2919 | 591713.5053 | 591713.5053 | 0
|  | 2035 | 2650684.2919 | 182805.8132 | 2467878.4787 | 564452.9925 | 564452.9925 | 0
|  | 2036 | 2467878.4787 | 182805.8132 | 2285072.6654 | 537192.4797 | 537192.4797 | 0
|  | 2037 | 2285072.6654 | 182805.8132 | 2102266.8522 | 509931.9669 | 509931.9669 | 0
|  | 2038 | 2102266.8522 | 182805.8132 | 1919461.039 | 482671.4541 | 482671.4541 | 0
|  | 2039 | 1919461.039 | 182805.8132 | 1736655.2257 | 455410.9413 | 455410.9413 | 0
|  | 2040 | 1736655.2257 | 182805.8132 | 1553849.4125 | 428150.4285 | 428150.4285 | 0
|  | 2041 | 1553849.4125 | 182805.8132 | 1371043.5993 | 400889.9157 | 400889.9157 | 0
|  | 2042 | 1371043.5993 | 182805.8132 | 1188237.786 | 373629.4029 | 373629.4029 | 0
|  | 2043 | 1188237.786 | 182805.8132 | 1005431.9728 | 346368.8901 | 346368.8901 | 0
|  | 2044 | 1005431.9728 | 182805.8132 | 822626.1596 | 319108.3773 | 319108.3773 | 0
|  | 2045 | 822626.1596 | 182805.8132 | 639820.3463 | 291847.8645 | 291847.8645 | 0
|  | 2046 | 639820.3463 | 182805.8132 | 457014.5331 | 264587.3517 | 264587.3517 | 0
|  | 2047 | 457014.5331 | 182805.8132 | 274208.7199 | 237326.8388 | 237326.8388 | 0
|  | 2048 | 274208.7199 | 182805.8132 | 91402.9066 | 210066.326 | 210066.326 | 0
|  | 2049 | 91402.9066 | 91402.9066 | 0 | 98218.0348 | 98218.0348 | 0
|  | 2050 | 0 | 0 | 0 | 0 | 0 | 0
|  | 2051 | 0 | 0 | 0 | 0 | 0 | 0
|  | 2052 | 0 | 0 | 0 | 0 | 0 | 0
|  | 2053 | 0 | 0 | 0 | 0 | 0 | 0
|  | 2054 | 0 | 0 | 0 | 0 | 0 | 0
|  | 2055 | 0 | 0 | 0 | 0 | 0 | 0
|  | 2056 | 0 | 0 | 0 | 0 | 0 | 0
|  | 2057 | 0 | 0 | 0 | 0 | 0 | 0
|  | 2058 | 0 | 0 | 0 | 0 | 0 | 0
|  | 2059 | 0 | 0 | 0 | 0 | 0 | 0
|  | 2060 | 0 | 0 | 0 | 0 | 0 | 0
|  | 2061 | 0 | 0 | 0 | 0 | 0 | 0
|  | 2062 | 0 | 0 | 0 | 0 | 0 | 0
|  | 2063 | 0 | 0 | 0 | 0 | 0 | 0
|  | 2064 | 0 | 0 | 0 | 0 | 0 | 0
|  | 2065 | 0 | 0 | 0 | 0 | 0 | 0
|  | 2066 | 0 | 0 | 0 | 0 | 0 | 0
|  | 2067 | 0 | 0 | 0 | 0 | 0 | 0
|  | 2068 | 0 | 0 | 0 | 0 | 0 | 0
|  | 2069 | 0 | 0 | 0 | 0 | 0 | 0
|  | 2070 | 0 | 0 | 0 | 0 | 0 | 0
|  | 2071 | 0 | 0 | 0 | 0 | 0 | 0
|  | 2072 | 0 | 0 | 0 | 0 | 0 | 0
|  | 2073 | 0 | 0 | 0 | 0 | 0 | 0
|  | 2074 | 0 | 0 | 0 | 0 | 0 | 0
|  | Project Totals |  | 6215397.65 |  | 22435402.7692 | 22435402.7692 | 0
** This is the total amount that needs to be reported to PJM for billing to all regions.
## This is the calculation of additional incentive revenue on projects deemed by the FERC to be eligible for an incentive return. This
additional incentive requirement is applicable for the life of this specific project. Each year the revenue requirement calculated for PJM
should be incremented by the amount of the incentive revenue calculated for that year on this project.
In order to calculate the proper monthly RTEP billing amount, PJM requires a 12 month revenue requirement for each RTEP project. As a result, notwithstanding the fact that the project was in service for a partial year, the project revenue requirement in the year that the project goes into service has been annualized (shown at the full-year level) so that PJM will collect the correct monthly billings.
Worksheet J - ATRR PROJECTED Calculation for PJM Projects Charged to Benefiting Zones | [12 empty] | Page 17 of | 23 | 1
| IV. | Determine the Revenue Requirement, and Additional Revenue Requirement for facilities receiving incentives.
A. Base Plan Facilities
|  | Facilities receiving incentives accepted by FERC in Docket No. |  |  |  |  | (e.g. ER05-925-000) |  |  | Current Projected Year ARR |  |  | 2405619.3241
[10 empty] | Current Projected Year ARR w/ Incentive |  |  | 2405619.3241
|  | Project Description: | RTEP ID: b1666 (Build an 8 breaker 138 kV station tapping both circuits of the Fostoria-East Lima 138 kV line) | [6 empty] | Current Projected Year Incentive ARR |  |  | 0
Details
|  | Investment | 18412074.41 | Current Year |  |  |  | 2026 |  | CUMULATIVE HISTORY OF PROJECTED ANNUAL REVENUE REQUIREMENTS:
|  | Service Year (yyyy) | 2015 | ROE increase accepted by FERC (Basis Points) |  |  |  | 0 |  | CUMULATIVE HISTORY OF PROJECTED ANNUAL REVENUE REQUIREMENTS:
|  | Service Month (1-12) | 7 | FCR w/o incentives, less depreciation |  |  |  | 14.91% |  | INPUT PROJECTED ARR (WITH & WITHOUT INCENTIVES) FROM EACH PRIOR YEAR
|  | Useful life | 34 | FCR w/incentives approved for these facilities, less dep. |  |  |  | 14.91% |  | TEMPLATE BELOW TO MAINTAIN HISTORY OF PROJECTED ARRS OVER THE
|  | CIAC (Yes or No) | No | Annual Depreciation Expense |  |  |  | 541531.6003 |  | LIFE OF THE PROJECT.
|  | Investment | Beginning | Depreciation | Ending | RTEP Rev. Req't. | RTEP Rev. Req't. | Incentive Rev. |  | RTEP Projected Rev. Req't.From Prior Year Template |  | RTEP Projected Rev. Req't.From Prior Year Template
|  | Year | Balance | Expense | Balance | w/o Incentives | with Incentives ** | Requirement ## |  | w/o Incentives |  | with Incentives **
|  | 2015 | 18412074.41 | 225638.1668 | 18186436.2432 | 2954474.1668 | 2954474.1668 | 0 |  | 1528116 |  | 1528116
|  | 2016 | 18186436.2432 | 541531.6003 | 17644904.6429 | 3213166.3524 | 3213166.3524 | 0 |  | 887506 |  | 887506
|  | 2017 | 17644904.6429 | 541531.6003 | 17103373.0426 | 3132411.6496 | 3132411.6496 | 0 |  | 1060430 |  | 1060430
|  | 2018 | 17103373.0426 | 541531.6003 | 16561841.4423 | 3051656.9468 | 3051656.9468 | 0 |  | 930781 |  | 930781
|  | 2019 | 16561841.4423 | 541531.6003 | 16020309.842 | 2970902.2439 | 2970902.2439 | 0 |  | 2918930.4617 |  | 2918930.4617
|  | 2020 | 16020309.842 | 541531.6003 | 15478778.2417 | 2890147.5411 | 2890147.5411 | 0 |  | 3061483.0063 |  | 3061483.0063
|  | 2021 | 15478778.2417 | 541531.6003 | 14937246.6414 | 2809392.8382 | 2809392.8382 | 0 |  | 2769457.1255 |  | 2769457.1255
|  | 2022 | 14937246.6414 | 541531.6003 | 14395715.0412 | 2728638.1354 | 2728638.1354 | 0 |  | 2767743.1575 |  | 2767743.1575
|  | 2023 | 14395715.0412 | 541531.6003 | 13854183.4409 | 2647883.4326 | 2647883.4326 | 0 |  | 2699816.5317 |  | 2699816.5317
|  | 2024 | 13854183.4409 | 541531.6003 | 13312651.8406 | 2567128.7297 | 2567128.7297 | 0 |  | 2579510.5731 |  | 2579510.5731
|  | 2025 | 13312651.8406 | 541531.6003 | 12771120.2403 | 2486374.0269 | 2486374.0269 | 0 |  | 2493330.9037 |  | 2493330.9037
|  | 2026 | 12771120.2403 | 541531.6003 | 12229588.64 | 2405619.3241 | 2405619.3241 | 0
|  | 2027 | 12229588.64 | 541531.6003 | 11688057.0397 | 2324864.6212 | 2324864.6212 | 0
|  | 2028 | 11688057.0397 | 541531.6003 | 11146525.4394 | 2244109.9184 | 2244109.9184 | 0
|  | 2029 | 11146525.4394 | 541531.6003 | 10604993.8391 | 2163355.2156 | 2163355.2156 | 0
|  | 2030 | 10604993.8391 | 541531.6003 | 10063462.2388 | 2082600.5127 | 2082600.5127 | 0
|  | 2031 | 10063462.2388 | 541531.6003 | 9521930.6385 | 2001845.8099 | 2001845.8099 | 0
|  | 2032 | 9521930.6385 | 541531.6003 | 8980399.0382 | 1921091.1071 | 1921091.1071 | 0
|  | 2033 | 8980399.0382 | 541531.6003 | 8438867.4379 | 1840336.4042 | 1840336.4042 | 0
|  | 2034 | 8438867.4379 | 541531.6003 | 7897335.8376 | 1759581.7014 | 1759581.7014 | 0
|  | 2035 | 7897335.8376 | 541531.6003 | 7355804.2373 | 1678826.9986 | 1678826.9986 | 0
|  | 2036 | 7355804.2373 | 541531.6003 | 6814272.637 | 1598072.2957 | 1598072.2957 | 0
|  | 2037 | 6814272.637 | 541531.6003 | 6272741.0367 | 1517317.5929 | 1517317.5929 | 0
|  | 2038 | 6272741.0367 | 541531.6003 | 5731209.4364 | 1436562.8901 | 1436562.8901 | 0
|  | 2039 | 5731209.4364 | 541531.6003 | 5189677.8362 | 1355808.1872 | 1355808.1872 | 0
|  | 2040 | 5189677.8362 | 541531.6003 | 4648146.2359 | 1275053.4844 | 1275053.4844 | 0
|  | 2041 | 4648146.2359 | 541531.6003 | 4106614.6356 | 1194298.7815 | 1194298.7815 | 0
|  | 2042 | 4106614.6356 | 541531.6003 | 3565083.0353 | 1113544.0787 | 1113544.0787 | 0
|  | 2043 | 3565083.0353 | 541531.6003 | 3023551.435 | 1032789.3759 | 1032789.3759 | 0
|  | 2044 | 3023551.435 | 541531.6003 | 2482019.8347 | 952034.673 | 952034.673 | 0
|  | 2045 | 2482019.8347 | 541531.6003 | 1940488.2344 | 871279.9702 | 871279.9702 | 0
|  | 2046 | 1940488.2344 | 541531.6003 | 1398956.6341 | 790525.2674 | 790525.2674 | 0
|  | 2047 | 1398956.6341 | 541531.6003 | 857425.0338 | 709770.5645 | 709770.5645 | 0
|  | 2048 | 857425.0338 | 541531.6003 | 315893.4335 | 629015.8617 | 629015.8617 | 0
|  | 2049 | 315893.4335 | 315893.4335 | 0 | 339446.8885 | 339446.8885 | 0
|  | 2050 | 0 | 0 | 0 | 0 | 0 | 0
|  | 2051 | 0 | 0 | 0 | 0 | 0 | 0
|  | 2052 | 0 | 0 | 0 | 0 | 0 | 0
|  | 2053 | 0 | 0 | 0 | 0 | 0 | 0
|  | 2054 | 0 | 0 | 0 | 0 | 0 | 0
|  | 2055 | 0 | 0 | 0 | 0 | 0 | 0
|  | 2056 | 0 | 0 | 0 | 0 | 0 | 0
|  | 2057 | 0 | 0 | 0 | 0 | 0 | 0
|  | 2058 | 0 | 0 | 0 | 0 | 0 | 0
|  | 2059 | 0 | 0 | 0 | 0 | 0 | 0
|  | 2060 | 0 | 0 | 0 | 0 | 0 | 0
|  | 2061 | 0 | 0 | 0 | 0 | 0 | 0
|  | 2062 | 0 | 0 | 0 | 0 | 0 | 0
|  | 2063 | 0 | 0 | 0 | 0 | 0 | 0
|  | 2064 | 0 | 0 | 0 | 0 | 0 | 0
|  | 2065 | 0 | 0 | 0 | 0 | 0 | 0
|  | 2066 | 0 | 0 | 0 | 0 | 0 | 0
|  | 2067 | 0 | 0 | 0 | 0 | 0 | 0
|  | 2068 | 0 | 0 | 0 | 0 | 0 | 0
|  | 2069 | 0 | 0 | 0 | 0 | 0 | 0
|  | 2070 | 0 | 0 | 0 | 0 | 0 | 0
|  | 2071 | 0 | 0 | 0 | 0 | 0 | 0
|  | 2072 | 0 | 0 | 0 | 0 | 0 | 0
|  | 2073 | 0 | 0 | 0 | 0 | 0 | 0
|  | 2074 | 0 | 0 | 0 | 0 | 0 | 0
|  | Project Totals |  | 18412074.41 |  | 66689927.5883 | 66689927.5883 | 0
** This is the total amount that needs to be reported to PJM for billing to all regions.
## This is the calculation of additional incentive revenue on projects deemed by the FERC to be eligible for an incentive return. This
additional incentive requirement is applicable for the life of this specific project. Each year the revenue requirement calculated for PJM
should be incremented by the amount of the incentive revenue calculated for that year on this project.
In order to calculate the proper monthly RTEP billing amount, PJM requires a 12 month revenue requirement for each RTEP project. As a result, notwithstanding the fact that the project was in service for a partial year, the project revenue requirement in the year that the project goes into service has been annualized (shown at the full-year level) so that PJM will collect the correct monthly billings.
Worksheet J - ATRR PROJECTED Calculation for PJM Projects Charged to Benefiting Zones | [12 empty] | Page 18 of | 23 | 1
| IV. | Determine the Revenue Requirement, and Additional Revenue Requirement for facilities receiving incentives.
A. Base Plan Facilities
|  | Facilities receiving incentives accepted by FERC in Docket No. |  |  |  |  | (e.g. ER05-925-000) |  |  | Current Projected Year ARR |  |  | 0
[10 empty] | Current Projected Year ARR w/ Incentive |  |  | 0
|  | Project Description: | RTEP ID: b1819 (Rebuild the Robinson Park-Sorneson 138 kV line corridor as a 345 kV double circuit line with one side operated at 345 kV and one side at 138 kV) | [6 empty] | Current Projected Year Incentive ARR |  |  | 0
Details
|  | Investment |  | Current Year |  |  |  | 2026 |  | CUMULATIVE HISTORY OF PROJECTED ANNUAL REVENUE REQUIREMENTS:
|  | Service Year (yyyy) |  | ROE increase accepted by FERC (Basis Points) |  |  |  | 0 |  | CUMULATIVE HISTORY OF PROJECTED ANNUAL REVENUE REQUIREMENTS:
|  | Service Month (1-12) |  | FCR w/o incentives, less depreciation |  |  |  | 14.91% |  | INPUT PROJECTED ARR (WITH & WITHOUT INCENTIVES) FROM EACH PRIOR YEAR
|  | Useful life | 34 | FCR w/incentives approved for these facilities, less dep. |  |  |  | 14.91% |  | TEMPLATE BELOW TO MAINTAIN HISTORY OF PROJECTED ARRS OVER THE
|  | CIAC (Yes or No) |  | Annual Depreciation Expense |  |  |  | 0 |  | LIFE OF THE PROJECT.
|  | Investment | Beginning | Depreciation | Ending | RTEP Rev. Req't. | RTEP Rev. Req't. | Incentive Rev. |  | RTEP Projected Rev. Req't.From Prior Year Template |  | RTEP Projected Rev. Req't.From Prior Year Template
|  | Year | Balance | Expense | Balance | w/o Incentives | with Incentives ** | Requirement ## |  | w/o Incentives |  | with Incentives **
|  | - | 0 | 0 | 0 | 0 | 0 | 0
|  | - | 0 | 0 | 0 | 0 | 0 | 0
|  | - | 0 | 0 | 0 | 0 | 0 | 0
|  | - | 0 | 0 | 0 | 0 | 0 | 0
|  | - | 0 | 0 | 0 | 0 | 0 | 0
|  | - | 0 | 0 | 0 | 0 | 0 | 0
|  | - | 0 | 0 | 0 | 0 | 0 | 0
|  | - | 0 | 0 | 0 | 0 | 0 | 0
|  | - | 0 | 0 | 0 | 0 | 0 | 0
|  | - | 0 | 0 | 0 | 0 | 0 | 0
|  | - | 0 | 0 | 0 | 0 | 0 | 0
|  | - | 0 | 0 | 0 | 0 | 0 | 0
|  | - | 0 | 0 | 0 | 0 | 0 | 0
|  | - | 0 | 0 | 0 | 0 | 0 | 0
|  | - | 0 | 0 | 0 | 0 | 0 | 0
|  | - | 0 | 0 | 0 | 0 | 0 | 0
|  | - | 0 | 0 | 0 | 0 | 0 | 0
|  | - | 0 | 0 | 0 | 0 | 0 | 0
|  | - | 0 | 0 | 0 | 0 | 0 | 0
|  | - | 0 | 0 | 0 | 0 | 0 | 0
|  | - | 0 | 0 | 0 | 0 | 0 | 0
|  | - | 0 | 0 | 0 | 0 | 0 | 0
|  | - | 0 | 0 | 0 | 0 | 0 | 0
|  | - | 0 | 0 | 0 | 0 | 0 | 0
|  | - | 0 | 0 | 0 | 0 | 0 | 0
|  | - | 0 | 0 | 0 | 0 | 0 | 0
|  | - | 0 | 0 | 0 | 0 | 0 | 0
|  | - | 0 | 0 | 0 | 0 | 0 | 0
|  | - | 0 | 0 | 0 | 0 | 0 | 0
|  | - | 0 | 0 | 0 | 0 | 0 | 0
|  | - | 0 | 0 | 0 | 0 | 0 | 0
|  | - | 0 | 0 | 0 | 0 | 0 | 0
|  | - | 0 | 0 | 0 | 0 | 0 | 0
|  | - | 0 | 0 | 0 | 0 | 0 | 0
|  | - | 0 | 0 | 0 | 0 | 0 | 0
|  | - | 0 | 0 | 0 | 0 | 0 | 0
|  | - | 0 | 0 | 0 | 0 | 0 | 0
|  | - | 0 | 0 | 0 | 0 | 0 | 0
|  | - | 0 | 0 | 0 | 0 | 0 | 0
|  | - | 0 | 0 | 0 | 0 | 0 | 0
|  | - | 0 | 0 | 0 | 0 | 0 | 0
|  | - | 0 | 0 | 0 | 0 | 0 | 0
|  | - | 0 | 0 | 0 | 0 | 0 | 0
|  | - | 0 | 0 | 0 | 0 | 0 | 0
|  | - | 0 | 0 | 0 | 0 | 0 | 0
|  | - | 0 | 0 | 0 | 0 | 0 | 0
|  | - | 0 | 0 | 0 | 0 | 0 | 0
|  | - | 0 | 0 | 0 | 0 | 0 | 0
|  | - | 0 | 0 | 0 | 0 | 0 | 0
|  | - | 0 | 0 | 0 | 0 | 0 | 0
|  | - | 0 | 0 | 0 | 0 | 0 | 0
|  | - | 0 | 0 | 0 | 0 | 0 | 0
|  | - | 0 | 0 | 0 | 0 | 0 | 0
|  | - | 0 | 0 | 0 | 0 | 0 | 0
|  | - | 0 | 0 | 0 | 0 | 0 | 0
|  | - | 0 | 0 | 0 | 0 | 0 | 0
|  | - | 0 | 0 | 0 | 0 | 0 | 0
|  | - | 0 | 0 | 0 | 0 | 0 | 0
|  | - | 0 | 0 | 0 | 0 | 0 | 0
|  | - | 0 | 0 | 0 | 0 | 0 | 0
|  | Project Totals |  | 0 |  | 0 | 0 | 0
** This is the total amount that needs to be reported to PJM for billing to all regions.
## This is the calculation of additional incentive revenue on projects deemed by the FERC to be eligible for an incentive return. This
additional incentive requirement is applicable for the life of this specific project. Each year the revenue requirement calculated for PJM
should be incremented by the amount of the incentive revenue calculated for that year on this project.
In order to calculate the proper monthly RTEP billing amount, PJM requires a 12 month revenue requirement for each RTEP project. As a result, notwithstanding the fact that the project was in service for a partial year, the project revenue requirement in the year that the project goes into service has been annualized (shown at the full-year level) so that PJM will collect the correct monthly billings.
Worksheet J - ATRR PROJECTED Calculation for PJM Projects Charged to Benefiting Zones | [12 empty] | Page 19 of | 23 | 1
| IV. | Determine the Revenue Requirement, and Additional Revenue Requirement for facilities receiving incentives.
A. Base Plan Facilities
|  | Facilities receiving incentives accepted by FERC in Docket No. |  |  |  |  | (e.g. ER05-925-000) |  |  | Current Projected Year ARR |  |  | 975169.2359
[10 empty] | Current Projected Year ARR w/ Incentive |  |  | 975169.2359
|  | Project Description: | RTEP ID: b1957 (Terminate Transformer #2 at SW Lima in new bay position) | [6 empty] | Current Projected Year Incentive ARR |  |  | 0
Details
|  | Investment | 7360771.77 | Current Year |  |  |  | 2026 |  | CUMULATIVE HISTORY OF PROJECTED ANNUAL REVENUE REQUIREMENTS:
|  | Service Year (yyyy) | 2015 | ROE increase accepted by FERC (Basis Points) |  |  |  | 0 |  | CUMULATIVE HISTORY OF PROJECTED ANNUAL REVENUE REQUIREMENTS:
|  | Service Month (1-12) | 12 | FCR w/o incentives, less depreciation |  |  |  | 14.91% |  | INPUT PROJECTED ARR (WITH & WITHOUT INCENTIVES) FROM EACH PRIOR YEAR
|  | Useful life | 34 | FCR w/incentives approved for these facilities, less dep. |  |  |  | 14.91% |  | TEMPLATE BELOW TO MAINTAIN HISTORY OF PROJECTED ARRS OVER THE
|  | CIAC (Yes or No) | No | Annual Depreciation Expense |  |  |  | 216493.2874 |  | LIFE OF THE PROJECT.
|  | Investment | Beginning | Depreciation | Ending | RTEP Rev. Req't. | RTEP Rev. Req't. | Incentive Rev. |  | RTEP Projected Rev. Req't.From Prior Year Template |  | RTEP Projected Rev. Req't.From Prior Year Template
|  | Year | Balance | Expense | Balance | w/o Incentives | with Incentives ** | Requirement ## |  | w/o Incentives |  | with Incentives **
|  | 2015 | 7360771.77 | 0 | 7360771.77 | 1097658.8192 | 1097658.8192 | 0 |  | 714472 |  | 714472
|  | 2016 | 7360771.77 | 216493.2874 | 7144278.4826 | 1298010.0651 | 1298010.0651 | 0 |  | 1030854 |  | 1030854
|  | 2017 | 7144278.4826 | 216493.2874 | 6927785.1953 | 1265725.9822 | 1265725.9822 | 0 |  | 1310546 |  | 1310546
|  | 2018 | 6927785.1953 | 216493.2874 | 6711291.9079 | 1233441.8992 | 1233441.8992 | 0 |  | 1148932 |  | 1148932
|  | 2019 | 6711291.9079 | 216493.2874 | 6494798.6206 | 1201157.8163 | 1201157.8163 | 0 |  | 1177104.8816 |  | 1177104.8816
|  | 2020 | 6494798.6206 | 216493.2874 | 6278305.3332 | 1168873.7334 | 1168873.7334 | 0 |  | 1235701.1741 |  | 1235701.1741
|  | 2021 | 6278305.3332 | 216493.2874 | 6061812.0459 | 1136589.6505 | 1136589.6505 | 0 |  | 1119347.2018 |  | 1119347.2018
|  | 2022 | 6061812.0459 | 216493.2874 | 5845318.7585 | 1104305.5676 | 1104305.5676 | 0 |  | 1119410.2338 |  | 1119410.2338
|  | 2023 | 5845318.7585 | 216493.2874 | 5628825.4712 | 1072021.4847 | 1072021.4847 | 0 |  | 1092701.1742 |  | 1092701.1742
|  | 2024 | 5628825.4712 | 216493.2874 | 5412332.1838 | 1039737.4017 | 1039737.4017 | 0 |  | 1044349.5739 |  | 1044349.5739
|  | 2025 | 5412332.1838 | 216493.2874 | 5195838.8965 | 1007453.3188 | 1007453.3188 | 0 |  | 1009847.205 |  | 1009847.205
|  | 2026 | 5195838.8965 | 216493.2874 | 4979345.6091 | 975169.2359 | 975169.2359 | 0
|  | 2027 | 4979345.6091 | 216493.2874 | 4762852.3218 | 942885.153 | 942885.153 | 0
|  | 2028 | 4762852.3218 | 216493.2874 | 4546359.0344 | 910601.0701 | 910601.0701 | 0
|  | 2029 | 4546359.0344 | 216493.2874 | 4329865.7471 | 878316.9871 | 878316.9871 | 0
|  | 2030 | 4329865.7471 | 216493.2874 | 4113372.4597 | 846032.9042 | 846032.9042 | 0
|  | 2031 | 4113372.4597 | 216493.2874 | 3896879.1724 | 813748.8213 | 813748.8213 | 0
|  | 2032 | 3896879.1724 | 216493.2874 | 3680385.885 | 781464.7384 | 781464.7384 | 0
|  | 2033 | 3680385.885 | 216493.2874 | 3463892.5976 | 749180.6555 | 749180.6555 | 0
|  | 2034 | 3463892.5976 | 216493.2874 | 3247399.3103 | 716896.5726 | 716896.5726 | 0
|  | 2035 | 3247399.3103 | 216493.2874 | 3030906.0229 | 684612.4896 | 684612.4896 | 0
|  | 2036 | 3030906.0229 | 216493.2874 | 2814412.7356 | 652328.4067 | 652328.4067 | 0
|  | 2037 | 2814412.7356 | 216493.2874 | 2597919.4482 | 620044.3238 | 620044.3238 | 0
|  | 2038 | 2597919.4482 | 216493.2874 | 2381426.1609 | 587760.2409 | 587760.2409 | 0
|  | 2039 | 2381426.1609 | 216493.2874 | 2164932.8735 | 555476.158 | 555476.158 | 0
|  | 2040 | 2164932.8735 | 216493.2874 | 1948439.5862 | 523192.0751 | 523192.0751 | 0
|  | 2041 | 1948439.5862 | 216493.2874 | 1731946.2988 | 490907.9921 | 490907.9921 | 0
|  | 2042 | 1731946.2988 | 216493.2874 | 1515453.0115 | 458623.9092 | 458623.9092 | 0
|  | 2043 | 1515453.0115 | 216493.2874 | 1298959.7241 | 426339.8263 | 426339.8263 | 0
|  | 2044 | 1298959.7241 | 216493.2874 | 1082466.4368 | 394055.7434 | 394055.7434 | 0
|  | 2045 | 1082466.4368 | 216493.2874 | 865973.1494 | 361771.6605 | 361771.6605 | 0
|  | 2046 | 865973.1494 | 216493.2874 | 649479.8621 | 329487.5776 | 329487.5776 | 0
|  | 2047 | 649479.8621 | 216493.2874 | 432986.5747 | 297203.4946 | 297203.4946 | 0
|  | 2048 | 432986.5747 | 216493.2874 | 216493.2874 | 264919.4117 | 264919.4117 | 0
|  | 2049 | 216493.2874 | 216493.2874 | 3.4343e-09 | 232635.3288 | 232635.3288 | 0
|  | 2050 | 3.4343e-09 | 3.4343e-09 | 0 | 3.6903e-09 | 3.6903e-09 | 0
|  | 2051 | 0 | 0 | 0 | 0 | 0 | 0
|  | 2052 | 0 | 0 | 0 | 0 | 0 | 0
|  | 2053 | 0 | 0 | 0 | 0 | 0 | 0
|  | 2054 | 0 | 0 | 0 | 0 | 0 | 0
|  | 2055 | 0 | 0 | 0 | 0 | 0 | 0
|  | 2056 | 0 | 0 | 0 | 0 | 0 | 0
|  | 2057 | 0 | 0 | 0 | 0 | 0 | 0
|  | 2058 | 0 | 0 | 0 | 0 | 0 | 0
|  | 2059 | 0 | 0 | 0 | 0 | 0 | 0
|  | 2060 | 0 | 0 | 0 | 0 | 0 | 0
|  | 2061 | 0 | 0 | 0 | 0 | 0 | 0
|  | 2062 | 0 | 0 | 0 | 0 | 0 | 0
|  | 2063 | 0 | 0 | 0 | 0 | 0 | 0
|  | 2064 | 0 | 0 | 0 | 0 | 0 | 0
|  | 2065 | 0 | 0 | 0 | 0 | 0 | 0
|  | 2066 | 0 | 0 | 0 | 0 | 0 | 0
|  | 2067 | 0 | 0 | 0 | 0 | 0 | 0
|  | 2068 | 0 | 0 | 0 | 0 | 0 | 0
|  | 2069 | 0 | 0 | 0 | 0 | 0 | 0
|  | 2070 | 0 | 0 | 0 | 0 | 0 | 0
|  | 2071 | 0 | 0 | 0 | 0 | 0 | 0
|  | 2072 | 0 | 0 | 0 | 0 | 0 | 0
|  | 2073 | 0 | 0 | 0 | 0 | 0 | 0
|  | 2074 | 0 | 0 | 0 | 0 | 0 | 0
|  | Project Totals |  | 7360771.77 |  | 27118630.5151 | 27118630.5151 | 0
** This is the total amount that needs to be reported to PJM for billing to all regions.
## This is the calculation of additional incentive revenue on projects deemed by the FERC to be eligible for an incentive return. This
additional incentive requirement is applicable for the life of this specific project. Each year the revenue requirement calculated for PJM
should be incremented by the amount of the incentive revenue calculated for that year on this project.
In order to calculate the proper monthly RTEP billing amount, PJM requires a 12 month revenue requirement for each RTEP project. As a result, notwithstanding the fact that the project was in service for a partial year, the project revenue requirement in the year that the project goes into service has been annualized (shown at the full-year level) so that PJM will collect the correct monthly billings.
Worksheet J - ATRR PROJECTED Calculation for PJM Projects Charged to Benefiting Zones | [12 empty] | Page 20 of | 23 | 1
| IV. | Determine the Revenue Requirement, and Additional Revenue Requirement for facilities receiving incentives.
A. Base Plan Facilities
|  | Facilities receiving incentives accepted by FERC in Docket No. |  |  |  |  | (e.g. ER05-925-000) |  |  | Current Projected Year ARR |  |  | 6640892.3632
[10 empty] | Current Projected Year ARR w/ Incentive |  |  | 6640892.3632
|  | Project Description: | RTEP ID: b2019 (Establish Burger 345/138 kV station) | [6 empty] | Current Projected Year Incentive ARR |  |  | 0
Details
|  | Investment | 50970497.31 | Current Year |  |  |  | 2026 |  | CUMULATIVE HISTORY OF PROJECTED ANNUAL REVENUE REQUIREMENTS:
|  | Service Year (yyyy) | 2015 | ROE increase accepted by FERC (Basis Points) |  |  |  | 0 |  | CUMULATIVE HISTORY OF PROJECTED ANNUAL REVENUE REQUIREMENTS:
|  | Service Month (1-12) | 6 | FCR w/o incentives, less depreciation |  |  |  | 14.91% |  | INPUT PROJECTED ARR (WITH & WITHOUT INCENTIVES) FROM EACH PRIOR YEAR
|  | Useful life | 34 | FCR w/incentives approved for these facilities, less dep. |  |  |  | 14.91% |  | TEMPLATE BELOW TO MAINTAIN HISTORY OF PROJECTED ARRS OVER THE
|  | CIAC (Yes or No) | No | Annual Depreciation Expense |  |  |  | 1499132.2738 |  | LIFE OF THE PROJECT.
|  | Investment | Beginning | Depreciation | Ending | RTEP Rev. Req't. | RTEP Rev. Req't. | Incentive Rev. |  | RTEP Projected Rev. Req't.From Prior Year Template |  | RTEP Projected Rev. Req't.From Prior Year Template
|  | Year | Balance | Expense | Balance | w/o Incentives | with Incentives ** | Requirement ## |  | w/o Incentives |  | with Incentives **
|  | 2015 | 50970497.31 | 749566.1369 | 50220931.1731 | 8294540.1811 | 8294540.1811 | 0 |  | 6416043 |  | 6416043
|  | 2016 | 50220931.1731 | 1499132.2738 | 48721798.8993 | 8876440.2281 | 8876440.2281 | 0 |  | 7260678 |  | 7260678
|  | 2017 | 48721798.8993 | 1499132.2738 | 47222666.6254 | 8652885.4416 | 8652885.4416 | 0 |  | 8690541 |  | 8690541
|  | 2018 | 47222666.6254 | 1499132.2738 | 45723534.3516 | 8429330.6551 | 8429330.6551 | 0 |  | 7830032 |  | 7830032
|  | 2019 | 45723534.3516 | 1499132.2738 | 44224402.0778 | 8205775.8686 | 8205775.8686 | 0 |  | 8066437.6407 |  | 8066437.6407
|  | 2020 | 44224402.0778 | 1499132.2738 | 42725269.804 | 7982221.0821 | 7982221.0821 | 0 |  | 8458843.4124 |  | 8458843.4124
|  | 2021 | 42725269.804 | 1499132.2738 | 41226137.5301 | 7758666.2956 | 7758666.2956 | 0 |  | 7649879.9992 |  | 7649879.9992
|  | 2022 | 41226137.5301 | 1499132.2738 | 39727005.2563 | 7535111.5092 | 7535111.5092 | 0 |  | 7644098.9324 |  | 7644098.9324
|  | 2023 | 39727005.2563 | 1499132.2738 | 38227872.9825 | 7311556.7227 | 7311556.7227 | 0 |  | 7455437.8209 |  | 7455437.8209
|  | 2024 | 38227872.9825 | 1499132.2738 | 36728740.7087 | 7088001.9362 | 7088001.9362 | 0 |  | 7122746.7069 |  | 7122746.7069
|  | 2025 | 36728740.7087 | 1499132.2738 | 35229608.4349 | 6864447.1497 | 6864447.1497 | 0 |  | 6884242.4284 |  | 6884242.4284
|  | 2026 | 35229608.4349 | 1499132.2738 | 33730476.161 | 6640892.3632 | 6640892.3632 | 0
|  | 2027 | 33730476.161 | 1499132.2738 | 32231343.8872 | 6417337.5767 | 6417337.5767 | 0
|  | 2028 | 32231343.8872 | 1499132.2738 | 30732211.6134 | 6193782.7902 | 6193782.7902 | 0
|  | 2029 | 30732211.6134 | 1499132.2738 | 29233079.3396 | 5970228.0037 | 5970228.0037 | 0
|  | 2030 | 29233079.3396 | 1499132.2738 | 27733947.0657 | 5746673.2172 | 5746673.2172 | 0
|  | 2031 | 27733947.0657 | 1499132.2738 | 26234814.7919 | 5523118.4307 | 5523118.4307 | 0
|  | 2032 | 26234814.7919 | 1499132.2738 | 24735682.5181 | 5299563.6442 | 5299563.6442 | 0
|  | 2033 | 24735682.5181 | 1499132.2738 | 23236550.2443 | 5076008.8577 | 5076008.8577 | 0
|  | 2034 | 23236550.2443 | 1499132.2738 | 21737417.9704 | 4852454.0712 | 4852454.0712 | 0
|  | 2035 | 21737417.9704 | 1499132.2738 | 20238285.6966 | 4628899.2847 | 4628899.2847 | 0
|  | 2036 | 20238285.6966 | 1499132.2738 | 18739153.4228 | 4405344.4982 | 4405344.4982 | 0
|  | 2037 | 18739153.4228 | 1499132.2738 | 17240021.149 | 4181789.7117 | 4181789.7117 | 0
|  | 2038 | 17240021.149 | 1499132.2738 | 15740888.8751 | 3958234.9253 | 3958234.9253 | 0
|  | 2039 | 15740888.8751 | 1499132.2738 | 14241756.6013 | 3734680.1388 | 3734680.1388 | 0
|  | 2040 | 14241756.6013 | 1499132.2738 | 12742624.3275 | 3511125.3523 | 3511125.3523 | 0
|  | 2041 | 12742624.3275 | 1499132.2738 | 11243492.0537 | 3287570.5658 | 3287570.5658 | 0
|  | 2042 | 11243492.0537 | 1499132.2738 | 9744359.7799 | 3064015.7793 | 3064015.7793 | 0
|  | 2043 | 9744359.7799 | 1499132.2738 | 8245227.506 | 2840460.9928 | 2840460.9928 | 0
|  | 2044 | 8245227.506 | 1499132.2738 | 6746095.2322 | 2616906.2063 | 2616906.2063 | 0
|  | 2045 | 6746095.2322 | 1499132.2738 | 5246962.9584 | 2393351.4198 | 2393351.4198 | 0
|  | 2046 | 5246962.9584 | 1499132.2738 | 3747830.6846 | 2169796.6333 | 2169796.6333 | 0
|  | 2047 | 3747830.6846 | 1499132.2738 | 2248698.4107 | 1946241.8468 | 1946241.8468 | 0
|  | 2048 | 2248698.4107 | 1499132.2738 | 749566.1369 | 1722687.0603 | 1722687.0603 | 0
|  | 2049 | 749566.1369 | 749566.1369 | 0 | 805454.8335 | 805454.8335 | 0
|  | 2050 | 0 | 0 | 0 | 0 | 0 | 0
|  | 2051 | 0 | 0 | 0 | 0 | 0 | 0
|  | 2052 | 0 | 0 | 0 | 0 | 0 | 0
|  | 2053 | 0 | 0 | 0 | 0 | 0 | 0
|  | 2054 | 0 | 0 | 0 | 0 | 0 | 0
|  | 2055 | 0 | 0 | 0 | 0 | 0 | 0
|  | 2056 | 0 | 0 | 0 | 0 | 0 | 0
|  | 2057 | 0 | 0 | 0 | 0 | 0 | 0
|  | 2058 | 0 | 0 | 0 | 0 | 0 | 0
|  | 2059 | 0 | 0 | 0 | 0 | 0 | 0
|  | 2060 | 0 | 0 | 0 | 0 | 0 | 0
|  | 2061 | 0 | 0 | 0 | 0 | 0 | 0
|  | 2062 | 0 | 0 | 0 | 0 | 0 | 0
|  | 2063 | 0 | 0 | 0 | 0 | 0 | 0
|  | 2064 | 0 | 0 | 0 | 0 | 0 | 0
|  | 2065 | 0 | 0 | 0 | 0 | 0 | 0
|  | 2066 | 0 | 0 | 0 | 0 | 0 | 0
|  | 2067 | 0 | 0 | 0 | 0 | 0 | 0
|  | 2068 | 0 | 0 | 0 | 0 | 0 | 0
|  | 2069 | 0 | 0 | 0 | 0 | 0 | 0
|  | 2070 | 0 | 0 | 0 | 0 | 0 | 0
|  | 2071 | 0 | 0 | 0 | 0 | 0 | 0
|  | 2072 | 0 | 0 | 0 | 0 | 0 | 0
|  | 2073 | 0 | 0 | 0 | 0 | 0 | 0
|  | 2074 | 0 | 0 | 0 | 0 | 0 | 0
|  | Project Totals |  | 50970497.31 |  | 183985595.2737 | 183985595.2737 | 0
** This is the total amount that needs to be reported to PJM for billing to all regions.
## This is the calculation of additional incentive revenue on projects deemed by the FERC to be eligible for an incentive return. This
additional incentive requirement is applicable for the life of this specific project. Each year the revenue requirement calculated for PJM
should be incremented by the amount of the incentive revenue calculated for that year on this project.
In order to calculate the proper monthly RTEP billing amount, PJM requires a 12 month revenue requirement for each RTEP project. As a result, notwithstanding the fact that the project was in service for a partial year, the project revenue requirement in the year that the project goes into service has been annualized (shown at the full-year level) so that PJM will collect the correct monthly billings.
Worksheet J - ATRR PROJECTED Calculation for PJM Projects Charged to Benefiting Zones | [12 empty] | Page 21 of | 23 | 1
| IV. | Determine the Revenue Requirement, and Additional Revenue Requirement for facilities receiving incentives.
A. Base Plan Facilities
|  | Facilities receiving incentives accepted by FERC in Docket No. |  |  |  |  | (e.g. ER05-925-000) |  |  | Current Projected Year ARR |  |  | 6807641.9905
[10 empty] | Current Projected Year ARR w/ Incentive |  |  | 6807641.9905
|  | Project Description: | RTEP ID: b2017 (Reconductor or rebuild Sporn - Waterford - Muskingum River 345 kV line) | [6 empty] | Current Projected Year Incentive ARR |  |  | 0
Details
|  | Investment | 52397331.3 | Current Year |  |  |  | 2026 |  | CUMULATIVE HISTORY OF PROJECTED ANNUAL REVENUE REQUIREMENTS:
|  | Service Year (yyyy) | 2015 | ROE increase accepted by FERC (Basis Points) |  |  |  | 0 |  | CUMULATIVE HISTORY OF PROJECTED ANNUAL REVENUE REQUIREMENTS:
|  | Service Month (1-12) | 5 | FCR w/o incentives, less depreciation |  |  |  | 14.91% |  | INPUT PROJECTED ARR (WITH & WITHOUT INCENTIVES) FROM EACH PRIOR YEAR
|  | Useful life | 34 | FCR w/incentives approved for these facilities, less dep. |  |  |  | 14.91% |  | TEMPLATE BELOW TO MAINTAIN HISTORY OF PROJECTED ARRS OVER THE
|  | CIAC (Yes or No) | No | Annual Depreciation Expense |  |  |  | 1541097.9794 |  | LIFE OF THE PROJECT.
|  | Investment | Beginning | Depreciation | Ending | RTEP Rev. Req't. | RTEP Rev. Req't. | Incentive Rev. |  | RTEP Projected Rev. Req't.From Prior Year Template |  | RTEP Projected Rev. Req't.From Prior Year Template
|  | Year | Balance | Expense | Balance | w/o Incentives | with Incentives ** | Requirement ## |  | w/o Incentives |  | with Incentives **
|  | 2015 | 52397331.3 | 898973.8213 | 51498357.4787 | 8645581.2849 | 8645581.2849 | 0 |  | 7243003 |  | 7243003
|  | 2016 | 51498357.4787 | 1541097.9794 | 49957259.4993 | 9105770.2862 | 9105770.2862 | 0 |  | 7538577 |  | 7538577
|  | 2017 | 49957259.4993 | 1541097.9794 | 48416161.5199 | 8875957.4567 | 8875957.4567 | 0 |  | 9073387 |  | 9073387
|  | 2018 | 48416161.5199 | 1541097.9794 | 46875063.5404 | 8646144.6271 | 8646144.6271 | 0 |  | 8068347 |  | 8068347
|  | 2019 | 46875063.5404 | 1541097.9794 | 45333965.561 | 8416331.7975 | 8416331.7975 | 0 |  | 8277756.5823 |  | 8277756.5823
|  | 2020 | 45333965.561 | 1541097.9794 | 43792867.5816 | 8186518.9679 | 8186518.9679 | 0 |  | 8678859.664 |  | 8678859.664
|  | 2021 | 43792867.5816 | 1541097.9794 | 42251769.6022 | 7956706.1384 | 7956706.1384 | 0 |  | 7846692.6081 |  | 7846692.6081
|  | 2022 | 42251769.6022 | 1541097.9794 | 40710671.6228 | 7726893.3088 | 7726893.3088 | 0 |  | 7839684.4454 |  | 7839684.4454
|  | 2023 | 40710671.6228 | 1541097.9794 | 39169573.6434 | 7497080.4792 | 7497080.4792 | 0 |  | 7645106.1795 |  | 7645106.1795
|  | 2024 | 39169573.6434 | 1541097.9794 | 37628475.664 | 7267267.6496 | 7267267.6496 | 0 |  | 7303466.0168 |  | 7303466.0168
|  | 2025 | 37628475.664 | 1541097.9794 | 36087377.6846 | 7037454.8201 | 7037454.8201 | 0 |  | 7058355.6748 |  | 7058355.6748
|  | 2026 | 36087377.6846 | 1541097.9794 | 34546279.7051 | 6807641.9905 | 6807641.9905 | 0
|  | 2027 | 34546279.7051 | 1541097.9794 | 33005181.7257 | 6577829.1609 | 6577829.1609 | 0
|  | 2028 | 33005181.7257 | 1541097.9794 | 31464083.7463 | 6348016.3313 | 6348016.3313 | 0
|  | 2029 | 31464083.7463 | 1541097.9794 | 29922985.7669 | 6118203.5018 | 6118203.5018 | 0
|  | 2030 | 29922985.7669 | 1541097.9794 | 28381887.7875 | 5888390.6722 | 5888390.6722 | 0
|  | 2031 | 28381887.7875 | 1541097.9794 | 26840789.8081 | 5658577.8426 | 5658577.8426 | 0
|  | 2032 | 26840789.8081 | 1541097.9794 | 25299691.8287 | 5428765.013 | 5428765.013 | 0
|  | 2033 | 25299691.8287 | 1541097.9794 | 23758593.8493 | 5198952.1835 | 5198952.1835 | 0
|  | 2034 | 23758593.8493 | 1541097.9794 | 22217495.8699 | 4969139.3539 | 4969139.3539 | 0
|  | 2035 | 22217495.8699 | 1541097.9794 | 20676397.8904 | 4739326.5243 | 4739326.5243 | 0
|  | 2036 | 20676397.8904 | 1541097.9794 | 19135299.911 | 4509513.6947 | 4509513.6947 | 0
|  | 2037 | 19135299.911 | 1541097.9794 | 17594201.9316 | 4279700.8652 | 4279700.8652 | 0
|  | 2038 | 17594201.9316 | 1541097.9794 | 16053103.9522 | 4049888.0356 | 4049888.0356 | 0
|  | 2039 | 16053103.9522 | 1541097.9794 | 14512005.9728 | 3820075.206 | 3820075.206 | 0
|  | 2040 | 14512005.9728 | 1541097.9794 | 12970907.9934 | 3590262.3764 | 3590262.3764 | 0
|  | 2041 | 12970907.9934 | 1541097.9794 | 11429810.014 | 3360449.5469 | 3360449.5469 | 0
|  | 2042 | 11429810.014 | 1541097.9794 | 9888712.0346 | 3130636.7173 | 3130636.7173 | 0
|  | 2043 | 9888712.0346 | 1541097.9794 | 8347614.0551 | 2900823.8877 | 2900823.8877 | 0
|  | 2044 | 8347614.0551 | 1541097.9794 | 6806516.0757 | 2671011.0582 | 2671011.0582 | 0
|  | 2045 | 6806516.0757 | 1541097.9794 | 5265418.0963 | 2441198.2286 | 2441198.2286 | 0
|  | 2046 | 5265418.0963 | 1541097.9794 | 3724320.1169 | 2211385.399 | 2211385.399 | 0
|  | 2047 | 3724320.1169 | 1541097.9794 | 2183222.1375 | 1981572.5694 | 1981572.5694 | 0
|  | 2048 | 2183222.1375 | 1541097.9794 | 642124.1581 | 1751759.7399 | 1751759.7399 | 0
|  | 2049 | 642124.1581 | 642124.1581 | 0 | 690001.8309 | 690001.8309 | 0
|  | 2050 | 0 | 0 | 0 | 0 | 0 | 0
|  | 2051 | 0 | 0 | 0 | 0 | 0 | 0
|  | 2052 | 0 | 0 | 0 | 0 | 0 | 0
|  | 2053 | 0 | 0 | 0 | 0 | 0 | 0
|  | 2054 | 0 | 0 | 0 | 0 | 0 | 0
|  | 2055 | 0 | 0 | 0 | 0 | 0 | 0
|  | 2056 | 0 | 0 | 0 | 0 | 0 | 0
|  | 2057 | 0 | 0 | 0 | 0 | 0 | 0
|  | 2058 | 0 | 0 | 0 | 0 | 0 | 0
|  | 2059 | 0 | 0 | 0 | 0 | 0 | 0
|  | 2060 | 0 | 0 | 0 | 0 | 0 | 0
|  | 2061 | 0 | 0 | 0 | 0 | 0 | 0
|  | 2062 | 0 | 0 | 0 | 0 | 0 | 0
|  | 2063 | 0 | 0 | 0 | 0 | 0 | 0
|  | 2064 | 0 | 0 | 0 | 0 | 0 | 0
|  | 2065 | 0 | 0 | 0 | 0 | 0 | 0
|  | 2066 | 0 | 0 | 0 | 0 | 0 | 0
|  | 2067 | 0 | 0 | 0 | 0 | 0 | 0
|  | 2068 | 0 | 0 | 0 | 0 | 0 | 0
|  | 2069 | 0 | 0 | 0 | 0 | 0 | 0
|  | 2070 | 0 | 0 | 0 | 0 | 0 | 0
|  | 2071 | 0 | 0 | 0 | 0 | 0 | 0
|  | 2072 | 0 | 0 | 0 | 0 | 0 | 0
|  | 2073 | 0 | 0 | 0 | 0 | 0 | 0
|  | 2074 | 0 | 0 | 0 | 0 | 0 | 0
|  | Project Totals |  | 52397331.3 |  | 188484828.5461 | 188484828.5461 | 0
** This is the total amount that needs to be reported to PJM for billing to all regions.
## This is the calculation of additional incentive revenue on projects deemed by the FERC to be eligible for an incentive return. This
additional incentive requirement is applicable for the life of this specific project. Each year the revenue requirement calculated for PJM
should be incremented by the amount of the incentive revenue calculated for that year on this project.
In order to calculate the proper monthly RTEP billing amount, PJM requires a 12 month revenue requirement for each RTEP project. As a result, notwithstanding the fact that the project was in service for a partial year, the project revenue requirement in the year that the project goes into service has been annualized (shown at the full-year level) so that PJM will collect the correct monthly billings.
Worksheet J - ATRR PROJECTED Calculation for PJM Projects Charged to Benefiting Zones | [12 empty] | Page 22 of | 23 | 1
| IV. | Determine the Revenue Requirement, and Additional Revenue Requirement for facilities receiving incentives.
A. Base Plan Facilities
|  | Facilities receiving incentives accepted by FERC in Docket No. |  |  |  |  | (e.g. ER05-925-000) |  |  | Current Projected Year ARR |  |  | 374023.3246
[10 empty] | Current Projected Year ARR w/ Incentive |  |  | 374023.3246
|  | Project Description: | RTEP ID: b1818 (Expand Allen w/second xfmr. And cut-in 138 kV double circuit tower line) | [6 empty] | Current Projected Year Incentive ARR |  |  | 0
Details
|  | Investment | 2647880.44 | Current Year |  |  |  | 2026 |  | CUMULATIVE HISTORY OF PROJECTED ANNUAL REVENUE REQUIREMENTS:
|  | Service Year (yyyy) | 2017 | ROE increase accepted by FERC (Basis Points) |  |  |  | 0 |  | CUMULATIVE HISTORY OF PROJECTED ANNUAL REVENUE REQUIREMENTS:
|  | Service Month (1-12) | 12 | FCR w/o incentives, less depreciation |  |  |  | 14.91% |  | INPUT PROJECTED ARR (WITH & WITHOUT INCENTIVES) FROM EACH PRIOR YEAR
|  | Useful life | 34 | FCR w/incentives approved for these facilities, less dep. |  |  |  | 14.91% |  | TEMPLATE BELOW TO MAINTAIN HISTORY OF PROJECTED ARRS OVER THE
|  | CIAC (Yes or No) | No | Annual Depreciation Expense |  |  |  | 77878.8365 |  | LIFE OF THE PROJECT.
|  | Investment | Beginning | Depreciation | Ending | RTEP Rev. Req't. | RTEP Rev. Req't. | Incentive Rev. |  | RTEP Projected Rev. Req't.From Prior Year Template |  | RTEP Projected Rev. Req't.From Prior Year Template
|  | Year | Balance | Expense | Balance | w/o Incentives | with Incentives ** | Requirement ## |  | w/o Incentives |  | with Incentives **
|  | 2017 | 2647880.44 | 0 | 2647880.44 | 394859.3175 | 394859.3175 | 0 |  | 525167 |  | 525167
|  | 2018 | 2647880.44 | 77878.8365 | 2570001.6035 | 466931.3993 | 466931.3993 | 0 |  | 400069 |  | 400069
|  | 2019 | 2570001.6035 | 77878.8365 | 2492122.7671 | 455317.8899 | 455317.8899 | 0 |  | 448563.1296 |  | 448563.1296
|  | 2020 | 2492122.7671 | 77878.8365 | 2414243.9306 | 443704.3806 | 443704.3806 | 0 |  | 464920.1406 |  | 464920.1406
|  | 2021 | 2414243.9306 | 77878.8365 | 2336365.0941 | 432090.8713 | 432090.8713 | 0 |  | 423736.0096 |  | 423736.0096
|  | 2022 | 2336365.0941 | 77878.8365 | 2258486.2576 | 420477.3619 | 420477.3619 | 0 |  | 424997.9238 |  | 424997.9238
|  | 2023 | 2258486.2576 | 77878.8365 | 2180607.4212 | 408863.8526 | 408863.8526 | 0 |  | 416161.1603 |  | 416161.1603
|  | 2024 | 2180607.4212 | 77878.8365 | 2102728.5847 | 397250.3432 | 397250.3432 | 0 |  | 398326.1326 |  | 398326.1326
|  | 2025 | 2102728.5847 | 77878.8365 | 2024849.7482 | 385636.8339 | 385636.8339 | 0 |  | 385829.1794 |  | 385829.1794
|  | 2026 | 2024849.7482 | 77878.8365 | 1946970.9118 | 374023.3246 | 374023.3246 | 0
|  | 2027 | 1946970.9118 | 77878.8365 | 1869092.0753 | 362409.8152 | 362409.8152 | 0
|  | 2028 | 1869092.0753 | 77878.8365 | 1791213.2388 | 350796.3059 | 350796.3059 | 0
|  | 2029 | 1791213.2388 | 77878.8365 | 1713334.4024 | 339182.7966 | 339182.7966 | 0
|  | 2030 | 1713334.4024 | 77878.8365 | 1635455.5659 | 327569.2872 | 327569.2872 | 0
|  | 2031 | 1635455.5659 | 77878.8365 | 1557576.7294 | 315955.7779 | 315955.7779 | 0
|  | 2032 | 1557576.7294 | 77878.8365 | 1479697.8929 | 304342.2685 | 304342.2685 | 0
|  | 2033 | 1479697.8929 | 77878.8365 | 1401819.0565 | 292728.7592 | 292728.7592 | 0
|  | 2034 | 1401819.0565 | 77878.8365 | 1323940.22 | 281115.2499 | 281115.2499 | 0
|  | 2035 | 1323940.22 | 77878.8365 | 1246061.3835 | 269501.7405 | 269501.7405 | 0
|  | 2036 | 1246061.3835 | 77878.8365 | 1168182.5471 | 257888.2312 | 257888.2312 | 0
|  | 2037 | 1168182.5471 | 77878.8365 | 1090303.7106 | 246274.7219 | 246274.7219 | 0
|  | 2038 | 1090303.7106 | 77878.8365 | 1012424.8741 | 234661.2125 | 234661.2125 | 0
|  | 2039 | 1012424.8741 | 77878.8365 | 934546.0376 | 223047.7032 | 223047.7032 | 0
|  | 2040 | 934546.0376 | 77878.8365 | 856667.2012 | 211434.1938 | 211434.1938 | 0
|  | 2041 | 856667.2012 | 77878.8365 | 778788.3647 | 199820.6845 | 199820.6845 | 0
|  | 2042 | 778788.3647 | 77878.8365 | 700909.5282 | 188207.1752 | 188207.1752 | 0
|  | 2043 | 700909.5282 | 77878.8365 | 623030.6918 | 176593.6658 | 176593.6658 | 0
|  | 2044 | 623030.6918 | 77878.8365 | 545151.8553 | 164980.1565 | 164980.1565 | 0
|  | 2045 | 545151.8553 | 77878.8365 | 467273.0188 | 153366.6472 | 153366.6472 | 0
|  | 2046 | 467273.0188 | 77878.8365 | 389394.1824 | 141753.1378 | 141753.1378 | 0
|  | 2047 | 389394.1824 | 77878.8365 | 311515.3459 | 130139.6285 | 130139.6285 | 0
|  | 2048 | 311515.3459 | 77878.8365 | 233636.5094 | 118526.1192 | 118526.1192 | 0
|  | 2049 | 233636.5094 | 77878.8365 | 155757.6729 | 106912.6098 | 106912.6098 | 0
|  | 2050 | 155757.6729 | 77878.8365 | 77878.8365 | 95299.1005 | 95299.1005 | 0
|  | 2051 | 77878.8365 | 77878.8365 | 0 | 83685.5911 | 83685.5911 | 0
|  | 2052 | 0 | 0 | 0 | 0 | 0 | 0
|  | 2053 | 0 | 0 | 0 | 0 | 0 | 0
|  | 2054 | 0 | 0 | 0 | 0 | 0 | 0
|  | 2055 | 0 | 0 | 0 | 0 | 0 | 0
|  | 2056 | 0 | 0 | 0 | 0 | 0 | 0
|  | 2057 | 0 | 0 | 0 | 0 | 0 | 0
|  | 2058 | 0 | 0 | 0 | 0 | 0 | 0
|  | 2059 | 0 | 0 | 0 | 0 | 0 | 0
|  | 2060 | 0 | 0 | 0 | 0 | 0 | 0
|  | 2061 | 0 | 0 | 0 | 0 | 0 | 0
|  | 2062 | 0 | 0 | 0 | 0 | 0 | 0
|  | 2063 | 0 | 0 | 0 | 0 | 0 | 0
|  | 2064 | 0 | 0 | 0 | 0 | 0 | 0
|  | 2065 | 0 | 0 | 0 | 0 | 0 | 0
|  | 2066 | 0 | 0 | 0 | 0 | 0 | 0
|  | 2067 | 0 | 0 | 0 | 0 | 0 | 0
|  | 2068 | 0 | 0 | 0 | 0 | 0 | 0
|  | 2069 | 0 | 0 | 0 | 0 | 0 | 0
|  | 2070 | 0 | 0 | 0 | 0 | 0 | 0
|  | 2071 | 0 | 0 | 0 | 0 | 0 | 0
|  | 2072 | 0 | 0 | 0 | 0 | 0 | 0
|  | 2073 | 0 | 0 | 0 | 0 | 0 | 0
|  | 2074 | 0 | 0 | 0 | 0 | 0 | 0
|  | 2075 | 0 | 0 | 0 | 0 | 0 | 0
|  | 2076 | 0 | 0 | 0 | 0 | 0 | 0
|  | Project Totals |  | 2647880.44 |  | 9755348.1543 | 9755348.1543 | 0
** This is the total amount that needs to be reported to PJM for billing to all regions.
## This is the calculation of additional incentive revenue on projects deemed by the FERC to be eligible for an incentive return. This
additional incentive requirement is applicable for the life of this specific project. Each year the revenue requirement calculated for PJM
should be incremented by the amount of the incentive revenue calculated for that year on this project.
In order to calculate the proper monthly RTEP billing amount, PJM requires a 12 month revenue requirement for each RTEP project. As a result, notwithstanding the fact that the project was in service for a partial year, the project revenue requirement in the year that the project goes into service has been annualized (shown at the full-year level) so that PJM will collect the correct monthly billings.
Worksheet J - ATRR PROJECTED Calculation for PJM Projects Charged to Benefiting Zones | [12 empty] | Page 23 of | 23 | 1
| IV. | Determine the Revenue Requirement, and Additional Revenue Requirement for facilities receiving incentives.
A. Base Plan Facilities
|  | Facilities receiving incentives accepted by FERC in Docket No. |  |  |  |  | (e.g. ER05-925-000) |  |  | Current Projected Year ARR |  |  | 3008999.6372
[10 empty] | Current Projected Year ARR w/ Incentive |  |  | 3008999.6372
|  | Project Description: | RTEP ID: b2833 (Reconductor Maddox Creed-East Lima 345kV circuit w 2-954 ACSS Cardinal cond) | [6 empty] | Current Projected Year Incentive ARR |  |  | 0
Details
|  | Investment | 20354072.76 | Current Year |  |  |  | 2026 |  | CUMULATIVE HISTORY OF PROJECTED ANNUAL REVENUE REQUIREMENTS:
|  | Service Year (yyyy) | 2019 | ROE increase accepted by FERC (Basis Points) |  |  |  | 0 |  | CUMULATIVE HISTORY OF PROJECTED ANNUAL REVENUE REQUIREMENTS:
|  | Service Month (1-12) | 6 | FCR w/o incentives, less depreciation |  |  |  | 14.91% |  | INPUT PROJECTED ARR (WITH & WITHOUT INCENTIVES) FROM EACH PRIOR YEAR
|  | Useful life | 34 | FCR w/incentives approved for these facilities, less dep. |  |  |  | 14.91% |  | TEMPLATE BELOW TO MAINTAIN HISTORY OF PROJECTED ARRS OVER THE
|  | CIAC (Yes or No) | No | Annual Depreciation Expense |  |  |  | 598649.1988 |  | LIFE OF THE PROJECT.
|  | Investment | Beginning | Depreciation | Ending | RTEP Rev. Req't. | RTEP Rev. Req't. | Incentive Rev. |  | RTEP Projected Rev. Req't.From Prior Year Template |  | RTEP Projected Rev. Req't.From Prior Year Template
|  | Year | Balance | Expense | Balance | w/o Incentives | with Incentives ** | Requirement ## |  | w/o Incentives |  | with Incentives **
|  | 2019 | 20354072.76 | 299324.5994 | 20054748.1606 | 3312262.6473 | 3312262.6473 | 0 |  | 355700.3031 |  | 355700.3031
|  | 2020 | 20054748.1606 | 598649.1988 | 19456098.9618 | 3544633.0679 | 3544633.0679 | 0 |  | 269767.7552 |  | 269767.7552
|  | 2021 | 19456098.9618 | 598649.1988 | 18857449.7629 | 3455360.8295 | 3455360.8295 | 0 |  | 2933749.2079 |  | 2933749.2079
|  | 2022 | 18857449.7629 | 598649.1988 | 18258800.5641 | 3366088.591 | 3366088.591 | 0 |  | 3187129.3575 |  | 3187129.3575
|  | 2023 | 18258800.5641 | 598649.1988 | 17660151.3653 | 3276816.3525 | 3276816.3525 | 0 |  | 3316363.7829 |  | 3316363.7829
|  | 2024 | 17660151.3653 | 598649.1988 | 17061502.1665 | 3187544.1141 | 3187544.1141 | 0 |  | 3192450.5552 |  | 3192450.5552
|  | 2025 | 17061502.1665 | 598649.1988 | 16462852.9676 | 3098271.8756 | 3098271.8756 | 0 |  | 3095894.6348 |  | 3095894.6348
|  | 2026 | 16462852.9676 | 598649.1988 | 15864203.7688 | 3008999.6372 | 3008999.6372 | 0
|  | 2027 | 15864203.7688 | 598649.1988 | 15265554.57 | 2919727.3987 | 2919727.3987 | 0
|  | 2028 | 15265554.57 | 598649.1988 | 14666905.3712 | 2830455.1603 | 2830455.1603 | 0
|  | 2029 | 14666905.3712 | 598649.1988 | 14068256.1724 | 2741182.9218 | 2741182.9218 | 0
|  | 2030 | 14068256.1724 | 598649.1988 | 13469606.9735 | 2651910.6833 | 2651910.6833 | 0
|  | 2031 | 13469606.9735 | 598649.1988 | 12870957.7747 | 2562638.4449 | 2562638.4449 | 0
|  | 2032 | 12870957.7747 | 598649.1988 | 12272308.5759 | 2473366.2064 | 2473366.2064 | 0
|  | 2033 | 12272308.5759 | 598649.1988 | 11673659.3771 | 2384093.968 | 2384093.968 | 0
|  | 2034 | 11673659.3771 | 598649.1988 | 11075010.1782 | 2294821.7295 | 2294821.7295 | 0
|  | 2035 | 11075010.1782 | 598649.1988 | 10476360.9794 | 2205549.4911 | 2205549.4911 | 0
|  | 2036 | 10476360.9794 | 598649.1988 | 9877711.7806 | 2116277.2526 | 2116277.2526 | 0
|  | 2037 | 9877711.7806 | 598649.1988 | 9279062.5818 | 2027005.0141 | 2027005.0141 | 0
|  | 2038 | 9279062.5818 | 598649.1988 | 8680413.3829 | 1937732.7757 | 1937732.7757 | 0
|  | 2039 | 8680413.3829 | 598649.1988 | 8081764.1841 | 1848460.5372 | 1848460.5372 | 0
|  | 2040 | 8081764.1841 | 598649.1988 | 7483114.9853 | 1759188.2988 | 1759188.2988 | 0
|  | 2041 | 7483114.9853 | 598649.1988 | 6884465.7865 | 1669916.0603 | 1669916.0603 | 0
|  | 2042 | 6884465.7865 | 598649.1988 | 6285816.5876 | 1580643.8219 | 1580643.8219 | 0
|  | 2043 | 6285816.5876 | 598649.1988 | 5687167.3888 | 1491371.5834 | 1491371.5834 | 0
|  | 2044 | 5687167.3888 | 598649.1988 | 5088518.19 | 1402099.3449 | 1402099.3449 | 0
|  | 2045 | 5088518.19 | 598649.1988 | 4489868.9912 | 1312827.1065 | 1312827.1065 | 0
|  | 2046 | 4489868.9912 | 598649.1988 | 3891219.7924 | 1223554.868 | 1223554.868 | 0
|  | 2047 | 3891219.7924 | 598649.1988 | 3292570.5935 | 1134282.6296 | 1134282.6296 | 0
|  | 2048 | 3292570.5935 | 598649.1988 | 2693921.3947 | 1045010.3911 | 1045010.3911 | 0
|  | 2049 | 2693921.3947 | 598649.1988 | 2095272.1959 | 955738.1527 | 955738.1527 | 0
|  | 2050 | 2095272.1959 | 598649.1988 | 1496622.9971 | 866465.9142 | 866465.9142 | 0
|  | 2051 | 1496622.9971 | 598649.1988 | 897973.7982 | 777193.6757 | 777193.6757 | 0
|  | 2052 | 897973.7982 | 598649.1988 | 299324.5994 | 687921.4373 | 687921.4373 | 0
|  | 2053 | 299324.5994 | 299324.5994 | 0 | 321642.659 | 321642.659 | 0
|  | 2054 | 0 | 0 | 0 | 0 | 0 | 0
|  | 2055 | 0 | 0 | 0 | 0 | 0 | 0
|  | 2056 | 0 | 0 | 0 | 0 | 0 | 0
|  | 2057 | 0 | 0 | 0 | 0 | 0 | 0
|  | 2058 | 0 | 0 | 0 | 0 | 0 | 0
|  | 2059 | 0 | 0 | 0 | 0 | 0 | 0
|  | 2060 | 0 | 0 | 0 | 0 | 0 | 0
|  | 2061 | 0 | 0 | 0 | 0 | 0 | 0
|  | 2062 | 0 | 0 | 0 | 0 | 0 | 0
|  | 2063 | 0 | 0 | 0 | 0 | 0 | 0
|  | 2064 | 0 | 0 | 0 | 0 | 0 | 0
|  | 2065 | 0 | 0 | 0 | 0 | 0 | 0
|  | 2066 | 0 | 0 | 0 | 0 | 0 | 0
|  | 2067 | 0 | 0 | 0 | 0 | 0 | 0
|  | 2068 | 0 | 0 | 0 | 0 | 0 | 0
|  | 2069 | 0 | 0 | 0 | 0 | 0 | 0
|  | 2070 | 0 | 0 | 0 | 0 | 0 | 0
|  | 2071 | 0 | 0 | 0 | 0 | 0 | 0
|  | 2072 | 0 | 0 | 0 | 0 | 0 | 0
|  | 2073 | 0 | 0 | 0 | 0 | 0 | 0
|  | 2074 | 0 | 0 | 0 | 0 | 0 | 0
|  | 2075 | 0 | 0 | 0 | 0 | 0 | 0
|  | 2076 | 0 | 0 | 0 | 0 | 0 | 0
|  | 2077 | 0 | 0 | 0 | 0 | 0 | 0
|  | 2078 | 0 | 0 | 0 | 0 | 0 | 0
|  | Project Totals |  | 20354072.76 |  | 73471054.642 | 73471054.642 | 0
** This is the total amount that needs to be reported to PJM for billing to all regions.
## This is the calculation of additional incentive revenue on projects deemed by the FERC to be eligible for an incentive return. This
additional incentive requirement is applicable for the life of this specific project. Each year the revenue requirement calculated for PJM
should be incremented by the amount of the incentive revenue calculated for that year on this project.
In order to calculate the proper monthly RTEP billing amount, PJM requires a 12 month revenue requirement for each RTEP project. As a result, notwithstanding the fact that the project was in service for a partial year, the project revenue requirement in the year that the project goes into service has been annualized (shown at the full-year level) so that PJM will collect the correct monthly billings.

## WS R Schedule 1A
AEPTCo Subsidiaraies in PJM
Cost of Service Formula Rate Using Actual/Projected FF1 Balances
Worksheet R - True-up With Interest
Reconciliation Revenue Requirement For Year 2024 Available May 25, 2025 |  | 2024 Collections |  |  | True-up Adjustment - Over (Under) Recovery
1260623.25 | - | 1236358.7432 | = |  | -24264.5068
Interest Rate on Amount of Refunds |  | Over (Under) Recovery Plus Interest | Average Monthly Interest Rate | Months | Calculated Interest | Amortization | Surcharge (Refund) Owed
or Surcharges (Note 1) |  |  | 0.683%
An over or under collection will be recovered prorata over 2024, held for 2025 and returned prorate over 2026
Calculation of Interest |  |  |  |  | Monthly
January | Year 2024 | -2022.0422 | 0.683% | 12 | 165.7266 |  | 2187.7688
February | Year 2024 | -2022.0422 | 0.683% | 11 | 151.916 |  | 2173.9583
March | Year 2024 | -2022.0422 | 0.683% | 10 | 138.1055 |  | 2160.1477
April | Year 2024 | -2022.0422 | 0.683% | 9 | 124.2949 |  | 2146.3372
May | Year 2024 | -2022.0422 | 0.683% | 8 | 110.4844 |  | 2132.5266
June | Year 2024 | -2022.0422 | 0.683% | 7 | 96.6738 |  | 2118.7161
July | Year 2024 | -2022.0422 | 0.683% | 6 | 82.8633 |  | 2104.9055
August | Year 2024 | -2022.0422 | 0.683% | 5 | 69.0527 |  | 2091.095
September | Year 2024 | -2022.0422 | 0.683% | 4 | 55.2422 |  | 2077.2844
October | Year 2024 | -2022.0422 | 0.683% | 3 | 41.4316 |  | 2063.4739
November | Year 2024 | -2022.0422 | 0.683% | 2 | 27.6211 |  | 2049.6633
December | Year 2024 | -2022.0422 | 0.683% | 1 | 13.8105 |  | 2035.8528
[5 empty] | 1077.2228 |  | 25341.7296
Annual
January through December | Year 2025 | 25341.7296 | 0.683% | 12 | 2077.0082 |  | 27418.7378
Over (Under) Recovery Plus Interest Amortized and Recovered Over 12 Months |  |  |  |  | Monthly
January | Year 2026 | -27418.7378 | 0.683% |  | 187.27 | -2387.5984 | 25218.4093
February | Year 2026 | -25218.4093 | 0.683% |  | 172.2417 | -2387.5984 | 23003.0526
March | Year 2026 | -23003.0526 | 0.683% |  | 157.1108 | -2387.5984 | 20772.565
April | Year 2026 | -20772.565 | 0.683% |  | 141.8766 | -2387.5984 | 18526.8432
May | Year 2026 | -18526.8432 | 0.683% |  | 126.5383 | -2387.5984 | 16265.7831
June | Year 2026 | -16265.7831 | 0.683% |  | 111.0953 | -2387.5984 | 13989.28
July | Year 2026 | -13989.28 | 0.683% |  | 95.5468 | -2387.5984 | 11697.2284
August | Year 2026 | -11697.2284 | 0.683% |  | 79.8921 | -2387.5984 | 9389.522
September | Year 2026 | -9389.522 | 0.683% |  | 64.1304 | -2387.5984 | 7066.054
October | Year 2026 | -7066.054 | 0.683% |  | 48.2611 | -2387.5984 | 4726.7167
November | Year 2026 | -4726.7167 | 0.683% |  | 32.2835 | -2387.5984 | 2371.4018
December | Year 2026 | -2371.4018 | 0.683% |  | 16.1967 | -2387.5984 | 7.7307e-12
1232.4434
True-Up Adjustment with Interest | [5 empty] | 28651.1812
Less Over (Under) Recovery | [5 empty] | -24264.5068
Total Interest | [5 empty] | 4386.6743
Note 1: The interest rate to be applied to the over recovery or under recovery amounts will be determined using the average monthly FERC interest rate (as determined pursuant to 18 C.F.R. Section 35.19a) for the twenty (20) months from the beginning of the rate year being trued-up through August 31 of the following year.

## WS L RESERVED
AEPTCo subsidiaries in PJM | AEPTCo subsidiaries in PJM | AEPTCo subsidiaries in PJM | AEPTCo subsidiaries in PJM
Cost of Service Formula Rate Using Actual/Projected FF1 Balances
Worksheet L RESERVED
AEP Ohio Transmission Company
RESERVED FOR FUTURE USE

## WS M - Cost of Capital
AEPTCo subsidiaries in PJM | AEPTCo subsidiaries in PJM | AEPTCo subsidiaries in PJM | AEPTCo subsidiaries in PJM | AEPTCo subsidiaries in PJM | AEPTCo subsidiaries in PJM | AEPTCo subsidiaries in PJM
Cost of Service Formula Rate Using Actual/Projected FF1 Balances
Worksheet M Supporting Calculation of Capital Structure and Weighted Average Cost of Capital
AEP Ohio Transmission Company
Average Balance of Common Equity
Line No | Month | Proprietary Capital | Less: Preferred Stock | Less Undistributed Sub Earnings (Acct 216.1) | Less AOCI (Acct 219.1) | Average Balance of Common Equity
| (a) | (b) | (c) | (d) | (e) | (f)=(b)-( c)-(d)-( e)
| (Note A) | (FF1 112.16) | (FF1 250-251) | (FF1 112.12) | (FF1 112.15)
1 | December Prior to Rate Year | 3256931260.6049 | 0 | 0 | 0 | 3256931260.6049
2 | January | 3287670246.0095 | 0 | 0 | 0 | 3287670246.0095
3 | February | 3367669279.8494 | 0 | 0 | 0 | 3367669279.8494
4 | March | 3398965577.7056 | 0 | 0 | 0 | 3398965577.7056
5 | April | 3428120069.0153 | 0 | 0 | 0 | 3428120069.0153
6 | May | 3435675038.6351 | 0 | 0 | 0 | 3435675038.6351
7 | June | 3465272593.7536 | 0 | 0 | 0 | 3465272593.7536
8 | July | 3495949606.5087 | 0 | 0 | 0 | 3495949606.5087
9 | August | 3511097939.8052 | 0 | 0 | 0 | 3511097939.8052
10 | September | 3539438640.6599 | 0 | 0 | 0 | 3539438640.6599
11 | October | 3569737712.0926 | 0 | 0 | 0 | 3569737712.0926
12 | November | 3596464672.6909 | 0 | 0 | 0 | 3596464672.6909
13 | December of Rate Year | 3626414871.957 | 0 | 0 | 0 | 3626414871.957
14 | Average of the 13 Monthly Balances | 3459954423.7914 | 0 | 0 | 0 | 3459954423.7914
Average Balance of Long Term Debt
Line No | Month | Bonds | Less: Reacquired Bonds | Acct 223 LT Advances from Assoc. Companies | Acct 224 Senior Unsecured Notes | Less: Fair Value Hedges | Gross Proceeds Outstanding Long-Term Debt
| (a) | (b) | (c) | (d) | (e) | (f) | (g)=(b)-( c)+(d)+( e)-(f)
| (Note A) | (FF1 112.18) | (FF1 112.19) | (FF1 112.20) | (FF1 112.21) | FF1, page 257, Col. (h) - Note 1
15 | December Prior to Rate Year | 0 | 0 | 2567800000 | 94276404.0448 | 0 | 2662076404.0448
16 | January | 0 | 0 | 2567800000 | 64961159.3251 | 0 | 2632761159.3251
17 | February | 0 | 0 | 2567800000 | 154905845.9702 | 0 | 2722705845.9702
18 | March | 0 | 0 | 2567800000 | 159950383.3686 | 0 | 2727750383.3686
19 | April | 0 | 0 | 2567800000 | 141117967.1292 | 0 | 2708917967.1292
20 | May | 0 | 0 | 2567800000 | 125188742.0294 | 0 | 2692988742.0294
21 | June | 0 | 0 | 2567800000 | 432814803.7393 | 0 | 3000614803.7393
22 | July | 0 | 0 | 2567800000 | 455245563.9768 | 0 | 3023045563.9768
23 | August | 0 | 0 | 2567800000 | 438774354.4732 | 0 | 3006574354.4732
24 | September | 0 | 0 | 2567800000 | 444920190.0435 | 0 | 3012720190.0435
25 | October | 0 | 0 | 2567800000 | 430099657.3148 | 0 | 2997899657.3148
26 | November | 0 | 0 | 2485800000 | 336003528.841 | 0 | 2821803528.841
27 | December of Rate Year | 0 | 0 | 2438800000 | 330390000.749 | 0 | 2769190000.749
28 | Average of the 13 Monthly Balances | 0 | 0 | 2551569230.7692 | 277588353.9235 | 0 | 2829157584.6927
NOTE 1: The balance of fair value hedges on outstanding long term debt are to be excluded from the balance of long term debt included in the formula's capital structure. (Page 257 Column H of the FF1)
Development of Cost of Long Term Debt Based on Average Outstanding Balance
| (a) | (b) | (c) | (d) | (e) | (f) | (g)
29 | Annual Interest Expense for 2026
30 | Interest on Long Term Debt - Accts 221 - 224 (256-257.33.i) |  |  | 126600397.0549
31 | Less: Total Hedge Gain/Expense Accumulated from p 256-257, col. (i) of FERC Form 1 included in Ln 30 and shown in 43 below. |  |  | 0
32 | Amort of Debt Discount & Expense - Acct 428 (117.63.c) |  |  | 0
33 | Amort of Loss on Reacquired Debt - Acct 428.1 (117.64.c) |  |  | 0
34 | Less: Amort of Premium on Debt - Acct 429 (117.65.c) |  |  | 0
35 | Less: Amort of Gain on Reacquired Debt - Acct 429.1 (117.66.c) |  |  | 0
36 | Total Interest Expense (Ln 30 - 31 + 32 + 33 - 34 - 35) |  |  | 126600397.0549
37 | Average Cost of Debt for 2026 (Ln 36/ ln 28 (g)) |  |  | 4.475%
CALCULATION OF HEDGE GAINS/LOSSES TO BE EXCLUDED FROM TCOS
38 | AEP Ohio Transmission Company may not include costs (or gains) related to interest hedging activities.
Amortization Period
| HEDGE AMOUNTS BY ISSUANCE (FROM p. 256-257 (i) of the FERC Form 1) | (Amortization of (Gain)/Loss for 2026 | Remaining Unamortized Balance | Beginning | Ending
39
40
41
42
43 | Net (Gain)/Loss Hedge Amortization To Be Removed | 0 | 0 | 0 | 0
Development of Cost of Preferred Stock
44 | Balance of Preferred Stock (Line 14 (c)) |  |  | 0
45 | Dividends on Preferred Stock (Acct 437, FF1 118.29))
46 | Average Cost of Preferred Stock (Ln 45 / ln 44) |  |  | #DIV/0!

## WS N - Sale of Plant Held
AEPTCo subsidiaries in PJM | AEPTCo subsidiaries in PJM | AEPTCo subsidiaries in PJM | AEPTCo subsidiaries in PJM | AEPTCo subsidiaries in PJM | AEPTCo subsidiaries in PJM | AEPTCo subsidiaries in PJM | AEPTCo subsidiaries in PJM | AEPTCo subsidiaries in PJM | AEPTCo subsidiaries in PJM | AEPTCo subsidiaries in PJM | AEPTCo subsidiaries in PJM | AEPTCo subsidiaries in PJM | AEPTCo subsidiaries in PJM | AEPTCo subsidiaries in PJM
Cost of Service Formula Rate Using Actual/Projected FF1 Balances
Worksheet N - Gains (Losses) on Sales of Plant Held For Future Use
AEP Ohio Transmission Company
Note: Gain or loss on plant held for future are recorded in accounts 411.6 or 411.7 respectiviely. Sales will be funtionalized based on the description of that asset. Sales of transmission assets will be direct assigned; sales of general assets will be functionalized on labor. Sales of plant held for future use related to generation or distribution will not be included in the formula.
| (A) |  | (B) |  |  |  |  | ( C ) |  | (D) |  | (E) |  | (F) | (G) | (H) | (I)
[8 empty] | Function (T) or (G) | [6 empty] | Functional Allocator | Functionalized Proceeds | FERC
Line | Date |  | Property Description | [6 empty] | Basis |  | Proceeds |  | (Gain) / Loss |  |  | Account
[8 empty] | T = Transmission | [7 empty] | (Gain) / Loss
G = General
1 | [13 empty] | 0 | 0% | 0
2 | [13 empty] | 0 | 0% | 0
3 | [13 empty] | 0 | 0% | 0
4 | [9 empty] | Net (Gain) or Loss for |  |  |  | 0 |  | 0

## Worksheet O
AEPTCo subsidiaries in PJM | AEPTCo subsidiaries in PJM | AEPTCo subsidiaries in PJM | AEPTCo subsidiaries in PJM
Cost of Service Formula Rate Using Actual/Projected FF1 Balances
Calculation of Post-employment Benefits Other than Pensions Expenses Allocable to Transmission Service
Worksheet O - PBOP Support
AEP Ohio Transmission Company
PBOP | (A) |  | (B)
1 | Calculation of PBOP Expenses
2 | AEP System PBOP Rate
3 | Total AEP System PBOP expenses |  | -74897000
4 | Base Year relating to retired personnel |  | 0
5 | Amount allocated on Labor |  | -74897000
6 | Total AEP System Direct Labor Expense |  | 1652603000
7 | AEP System PBOP expense per dollar of direct labor (PBOP Rate) |  | -0.045321
8 | Currently Approved PBOP Rate |  | -0.043
9 | Base PBOP TransCo labor expensed in current year |  | 15703000
10 | Allowable TransCo PBOP Expense for current year (Ln 8 * Ln 9) |  | -675000
11 | Direct PBOP Expense per Actuarial Report |  | 0
12 | Additional PBOP Ledger Entry (From Company Records) |  | 0
13 | Medicare Credit |  | 0
14 | PBOP Expenses From AEP Affiliates (From Company Records) |  | -1255000
15 | Actual PBOP Expense | (Sum Lines 11-14) | -1255000
16 | PBOP Adjustment | Line 10 less Line 15 | 580000
Note: PBOP Expense will be calculated in accordance with the settlement in Docket ER10-355.
As part of the annual update process, AEP will provide to transmission customers and include in its informational filing an independently prepared actuarial report that includes a ten (10) year forecast of PBOP expenses. During the annual update process conducted for rate year 2018 and every four years thereafter, Worksheet O will be used to determine whether the PBOP allowance rate ($PBOP per $Direct O&M Labor) should be adjusted going forward for the next four years. If the annual actuarial report issued during the year of any PBOP rate review projects PBOP costs during the next four years that, when allocated to the AEP Transmission Companies based on their projected direct labor expenses over that same projected four-year period, absent a change in the PBOP Rate, will likely cause the AEP East Transmission Companies to over or under collect their cumulative PBOP expenses by more than 20% of the projected next four year’s total PBOP expense, taking into account the net over or under collection of such expenses during the previous four years, the PBOP rate shall be adjusted. In order to determine whether continued use of the then approved PBOP rate is likely to result in the AEP Companies’ incurrence of a cumulative allowance of PBOP costs under the formula rate will result in a cumulative over or under-recoery of actual PBOP expenses exceeding 20% over the subsequent four year period, Worksheet O will be used to determine (a) the level of cumulative over or under collections of PBOP expense during the time since the PBOP allowance rate was last set, including carrying costs based on the weighted average cost of capital each year from the formula rate actual transmission cost-of-service (b) the cumulative net present value of projected PBOP costs during the next four years as estimated by the then current actuarial report, assuming a discount rate equal to the actual transmission cost of service average cost of capital for the immediately prior calendar year and (c) the cumulative net present value of continued collections over the next four years based on the projected AEP Transmission Companies direct labor expenses and the then effective PBOP allowance rate assuming a discount rate equal to the prior year weighted average cost of capital. If the absolute value of (a)+(b)-(c) exceeds 20% of (b), then the PBOP allowance rate used in the formula rate calculation shall be changed to the value that will cause the projected result of (a)+(b)-(c) to equal zero. If the projected over or under collection during the next four years, (a)+(b)-(c), is less than 20% of (b), then the PBOP Rate will continue in effect for the next four years at the then effective rate. If it is determined through this procedure AEP Companies will over-recover or under-recover actual PBOP expenses by more than 20% over the subsequent four-year period, AEP shall make a filing under FPA Section 205 to change the PBOP Rate stated in the formula rate shown on Worksheet O. No other changes to the formula rate may be included in that filing.

## WS P Dep. Rates
AEPTCo subsidiaries in PJM
Worksheet - P
DEPRECIATION RATES
FOR TRANSMISSION PLANT PROPERTY ACCOUNTS
EFFECTIVE AS OF 1/1/2020
AEP Ohio Transmission Company
|  | PLANT | RATES
|  | ACCT. | Note 1
TRANSMISSION PLANT
| Electric Storage Equipment (4) | 350.1 | 1.03%
| Structures & Improvements | 351 | 14.22%
| Station Equipment | 352 | 1.95%
| Towers & Fixtures | 353 | 2.43%
| Poles & Fixtures | 354 | 2.27%
| OH Conductor & Devices | 355 | 3.53%
| Underground Conduit | 356 | 2.3%
| Underground Conductor | 357 | 2.59%
GENERAL PLANT
| Structures & Improvements | 390 | 2.65%
| Office Furniture & Equipment | 391 | 3.73%
| Transportation Equipment | 393 | 0%
| Stores Equipment | 394 | 4.43%
| Tools Shop & Garage Equipment | 395 | 4.59%
| Laboratory Equipment | 396 | 5.01%
| Communication Equipment | 394 | 4.87%
| Miscellaneous Equipment | 398 | 4.24%
Note: Per the Settlement in Docket No. ER10-355, Appendix A.1.2, AEP OHIO TRANSMISSION COMPANY shall use the depreciation rates shown above by FERC Account until such time as the FERC approves new depreciation rates pusuant to a Section 205 or 206 filing to change rates. APCo Transco Depreciation Rates are based on the APCo VA Order in VA SCC Case No. PUR-2020-00015.
| Composite Depreciation Rate | CSP | OPCo | TOTAL
1 | T-Plant (FF1 206.58.g) | 619883849 | 1164351684 | 1784235533
2 | T-Plant (FF1 206.58.b) | 570478232 | 1109431387 | 1679909619
3 | Average (Ln 1+ Ln 2)/2 | 595181040.5 | 1136891535.5 | 1732072576
4 | Depreciation (FF1 336.7.f) | 12769913 | 25505773 | 38275686
5 | Composite Depreciation (Ln 3 / Ln 4) |  |  | 2.21%
Note: AEP Ohio Transmission Company shall initially use the composite depreciation rate for APCo, I&M and KPCo shown above to estimate depreciation expense for transmission projects in worksheets J and K until a composite depreciation rate based on transmission plant in service and depreciation expenses recorded by AEP Ohio Transmission Company for its own transmission facilities can be calculated in AEP Ohio Transmission Company's the first Annual Update including a True-up TCOS.

## WS Q Cap Structure
AEP East Consolidated Utility Capital Structure
Consolidation of Operating Companies' Capital Structure @ December 31, 2026
Worksheet Q Page 1
Line |  | Appalachian Power Company | Indiana Michigan Power Company | Kentucky Power Company | Kingsport Power Company | Ohio Power Company | Wheeling Power Company | AEP East Operating Companies' Consolidated Capital Structure
Development of Long Term Debt Balances at Year End
1 | Bonds (112.18.c&d) | [6 empty] | 0
2 | Less: Reacquired Bonds (112.19.c&d) | [6 empty] | 0
3 | LT Advances from Assoc. Companies (112.20.c&d) | [6 empty] | 0
4 | Senior Unsecured Notes (112.21.c&d) Excludes Spent Nuc Fuel Disp Fund | [6 empty] | 0
5 | Less: Fair Value Hedges (See Note on Ln 7 below) | [6 empty] | 0
6 | Total Long Term Debt Balance | 0 | 0 | 0 | 0 | 0 | 0 | 0
7 | NOTE: The balance of fair value hedges on outstanding long term debt are to be excluded from the balance of long term debt included in the formula's capital structure. (page 257, Column H of the FF1)
Development of Long Term Debt Interest Expense
8 | Interest on Long Term Debt (256-257.33.i) | [6 empty] | 0
9 | Amort of Debt Discount & Expense (117.63.c) | [6 empty] | 0
10 | Amort of Loss on Reacquired Debt (117.64.c) | [6 empty] | 0
11 | Less: Amort of Premium on Debt (117.65.c) | [6 empty] | 0
12 | Less: Amort of Gain on Reacquired Debt (117.66.c) | [6 empty] | 0
13 | Less: Hedge Interest on pp 256-257(i) | [6 empty] | 0
14 | LTD Interest Expense | 0 | 0 | 0 | 0 | 0 | 0 | 0
Development of Cost of Preferred Stock and Preferred Dividends
15 | Dividend Rate (p. 250-251. 7.a)
16 | Par Value (p. 250-251. 8.c)
17 | Shares Outstanding (p.250-251. 8.e)
18 | Monetary Value (Ln 16 * Ln 17) | 0 | 0 | 0 | 0 | 0 | 0 | 0
19 | Dividend Amount (Ln 15 * Ln 18) | 0 | 0 | 0 | 0 | 0 | 0 | 0
20 | Dividend Rate (p. 250-251. 7.a)
21 | Par Value (p. 250-251. 8.c)
22 | Shares Outstanding (p.250-251. 8.e)
23 | Monetary Value (Ln 21 * Ln 22) | 0 | 0 | 0 | 0 | 0 | 0 | 0
24 | Dividend Amount (Ln 20 * Ln 23) | 0 | 0 | 0 | 0 | 0 | 0 | 0
25 | Dividend Rate (p. 250-251. 7.a)
26 | Par Value (p. 250-251. 8.c)
27 | Shares Outstanding (p.250-251. 8.e)
28 | Monetary Value (Ln 26 * Ln 27) | 0 | 0 | 0 | 0 | 0 | 0 | 0
29 | Dividend Amount (Ln 25 * Ln 28) | 0 | 0 | 0 | 0 | 0 | 0 | 0
30 | Dividend Rate (p. 250-251. 7.a)
31 | Par Value (p. 250-251. 8.c)
32 | Shares Outstanding (p.250-251. 8.e)
33 | Monetary Value (Ln 31 * Ln 32) | 0 | 0 | 0 | 0 | 0 | 0 | 0
34 | Dividend Amount (Ln 30 * Ln 33) | 0 | 0 | 0 | 0 | 0 | 0 | 0
35 | Preferred Stock (Lns 18, 23, 28,33) | 0 | 0 | 0 | 0 | 0 | 0 | 0
36 | Preferred Dividends (Lns 19, 24, 29,34) | 0 | 0 | 0 | 0 | 0 | 0 | 0
Development of Common Equity
37 | Proprietary Capital (112.16.c) | [6 empty] | 0
38 | Less: Preferred Stock (Ln 35 Above) | 0 | 0 | 0 | 0 | 0 | 0 | 0
39 | Less: Account 216.1 (112.12.c) | [6 empty] | 0
40 | Less: Account 219.1 (112.15.c) | [6 empty] | 0
41 | Balance of Common Equity | 0 | 0 | 0 | 0 | 0 | 0 | 0
Calculation of Capital Shares
42 | Long Term Debt (Ln 6 Above) | 0 | 0 | 0 | 0 | 0 | 0 | 0
43 | Preferred Stock (Ln 35 Above) | 0 | 0 | 0 | 0 | 0 | 0 | 0
44 | Common Equity (Ln 41 Above) | 0 | 0 | 0 | 0 | 0 | 0 | 0
45 | Total Company Structure | 0 | 0 | 0 | 0 | 0 | 0 | 0
46 | LTD Capital Shares (Ln 42 / Ln 45) | #DIV/0! | #DIV/0! | #DIV/0! | #DIV/0! | #DIV/0! | #DIV/0! | #DIV/0!
47 | Preferred Stock Capital Shares (Ln 43 / Ln 45) | #DIV/0! | #DIV/0! | #DIV/0! | #DIV/0! | #DIV/0! | #DIV/0! | #DIV/0!
48 | Common Equity Capital Shares (Ln 44 / Ln 45) | #DIV/0! | #DIV/0! | #DIV/0! | #DIV/0! | #DIV/0! | #DIV/0! | #DIV/0!
49 | Reserved
50 | Reserved
51 | Reserved
52 | Reserved
Calculation of Capital Cost Rate
53 | LTD Capital Cost Rate (Ln 14 / Ln 6) | #DIV/0! | #DIV/0! | #DIV/0! | #DIV/0! | #DIV/0! | #DIV/0! | #DIV/0!
54 | Preferred Stock Capital Cost Rate (Ln 36 / Ln 35) | 0% | 0% | 0% | 0% | 0% | 0% | 0%
55 | Common Equity Capital Cost Rate | 11.49% | 11.49% | 11.49% | 11.49% | 11.49% | 11.49% | 11.49%
Calculation of Weighted Capital Cost Rate
56 | LTD Weighted Capital Cost Rate (Ln 46 * Ln 53) | #DIV/0! | #DIV/0! | #DIV/0! | #DIV/0! | #DIV/0! | #DIV/0! | #DIV/0!
57 | Preferred Stock Capital Cost Rate (Ln 47 * Ln 54) | #DIV/0! | #DIV/0! | #DIV/0! | #DIV/0! | #DIV/0! | #DIV/0! | #DIV/0!
58 | Common Equity Capital Cost Rate (Ln 48 * Ln 55) | #DIV/0! | #DIV/0! | #DIV/0! | #DIV/0! | #DIV/0! | #DIV/0! | #DIV/0!
59 | Total Company Structure | #DIV/0! | #DIV/0! | #DIV/0! | #DIV/0! | #DIV/0! | #DIV/0! | #DIV/0!
AEP East Consolidated Utility Capital Structure
Consolidation of Operating Companies' Capital Structure @ December 31, 2025
Worksheet Q Page 2
Line |  | Appalachian Power Company | Indiana Michigan Power Company | Kentucky Power Company | Kingsport Power Company | Ohio Power Company | Wheeling Power Company | AEP East Operating Companies' Consolidated Capital Structure
Development of Long Term Debt Balances at Year End
60 | Bonds (112.18.c&d) | [6 empty] | 0
61 | Less: Reacquired Bonds (112.19.c&d) | [6 empty] | 0
62 | LT Advances from Assoc. Companies (112.20.c&d) | [6 empty] | 0
63 | Senior Unsecured Notes (112.21.c&d) Excludes Spent Nuc Fuel Disp Fund | [6 empty] | 0
64 | Less: Fair Value Hedges (See Note on Ln 66 below) | [6 empty] | 0
65 | Total Long Term Debt Balance | 0 | 0 | 0 | 0 | 0 | 0 | 0
66 | NOTE: The balance of fair value hedges on outstanding long term debt are to be excluded from the balance of long term debt included in the formula's capital structure. (p. 257, Column H of the FF1)
Development of Long Term Debt Interest Expense
67 | Interest on Long Term Debt (256-257.33.i) | [6 empty] | 0
68 | Amort of Debt Discount & Expense (117.63.c) | [6 empty] | 0
69 | Amort of Loss on Reacquired Debt (117.64.c) | [6 empty] | 0
70 | Less: Amort of Premium on Debt (117.65.c) | [6 empty] | 0
71 | Less: Amort of Gain on Reacquired Debt (117.66.c) | [6 empty] | 0
72 | Less: Hedge Interest on pp 256-257(i) | [6 empty] | 0
73 | LTD Interest Expense | 0 | 0 | 0 | 0 | 0 | 0 | 0
Development of Cost of Preferred Stock and Preferred Dividends
74 | Dividend Rate (p. 250-251. 7.a)
75 | Par Value (p. 250-251. 8.c)
76 | Shares Outstanding (p.250-251. 8.e)
77 | Monetary Value (Ln 75 * Ln 76) | 0 | 0 | 0 | 0 | 0 | 0 | 0
78 | Dividend Amount (Ln 74 * Ln 77) | 0 | 0 | 0 | 0 | 0 | 0 | 0
79 | Dividend Rate (p. 250-251. 7.a)
80 | Par Value (p. 250-251. 8.c)
81 | Shares Outstanding (p.250-251. 8.e)
82 | Monetary Value (Ln 80 * Ln 81) | 0 | 0 | 0 | 0 | 0 | 0 | 0
83 | Dividend Amount (Ln 79 * Ln 82) | 0 | 0 | 0 | 0 | 0 | 0 | 0
84 | Dividend Rate (p. 250-251. 7.a)
85 | Par Value (p. 250-251. 8.c)
86 | Shares Outstanding (p.250-251. 8.e)
87 | Monetary Value (Ln 85 * Ln 86) | 0 | 0 | 0 | 0 | 0 | 0 | 0
88 | Dividend Amount (Ln 84 * Ln 87) | 0 | 0 | 0 | 0 | 0 | 0 | 0
89 | Dividend Rate (p. 250-251. 7.a)
90 | Par Value (p. 250-251. 8.c)
91 | Shares Outstanding (p.250-251. 8.e)
92 | Monetary Value (Ln 90 * Ln 91) | 0 | 0 | 0 | 0 | 0 | 0 | 0
93 | Dividend Amount (Ln 89 * Ln 92) | 0 | 0 | 0 | 0 | 0 | 0 | 0
94 | Preferred Stock (Lns 77, 82, 87,92) | 0 | 0 | 0 | 0 | 0 | 0 | 0
95 | Preferred Dividends (Lns 78, 83, 88,93) | 0 | 0 | 0 | 0 | 0 | 0 | 0
Development of Common Equity
96 | Proprietary Capital (112.16.c) | [6 empty] | 0
97 | Less: Preferred Stock (Ln 94 Above) | 0 | 0 | 0 | 0 | 0 | 0 | 0
98 | Less: Account 216.1 (112.12.c) | [6 empty] | 0
99 | Less: Account 219.1 (112.15.c) | [6 empty] | 0
100 | Balance of Common Equity | 0 | 0 | 0 | 0 | 0 | 0 | 0
Calculation of Capital Shares
101 | Long Term Debt (Ln 65 Above) | 0 | 0 | 0 | 0 | 0 | 0 | 0
102 | Preferred Stock (Ln 94 Above) | 0 | 0 | 0 | 0 | 0 | 0 | 0
103 | Common Equity (Ln 100 Above) | 0 | 0 | 0 | 0 | 0 | 0 | 0
104 | Total Company Structure | 0 | 0 | 0 | 0 | 0 | 0 | 0
105 | LTD Capital Shares (Ln 101 / Ln 104) | #DIV/0! | #DIV/0! | #DIV/0! | #DIV/0! | #DIV/0! | #DIV/0! | #DIV/0!
106 | Preferred Stock Capital Shares (Ln 102 / Ln 104) | #DIV/0! | #DIV/0! | #DIV/0! | #DIV/0! | #DIV/0! | #DIV/0! | #DIV/0!
107 | Common Equity Capital Shares (Ln 103 / Ln 104) | #DIV/0! | #DIV/0! | #DIV/0! | #DIV/0! | #DIV/0! | #DIV/0! | #DIV/0!
108 | Reserved
109 | Reserved
110 | Reserved
111 | Reserved
Calculation of Capital Cost Rate
112 | LTD Capital Cost Rate (Ln 73 / Ln 65) | #DIV/0! | #DIV/0! | #DIV/0! | #DIV/0! | #DIV/0! | #DIV/0! | #DIV/0!
113 | Preferred Stock Capital Cost Rate (Ln 95 / Ln 94) | 0% | 0% | 0% | 0% | 0% | 0% | 0%
114 | Common Equity Capital Cost Rate | 11.49% | 11.49% | 11.49% | 11.49% | 11.49% | 11.49% | 11.49%
Calculation of Weighted Capital Cost Rate
115 | LTD Weighted Capital Cost Rate (Ln 105 * Ln 112) | #DIV/0! | #DIV/0! | #DIV/0! | #DIV/0! | #DIV/0! | #DIV/0! | #DIV/0!
116 | Preferred Stock Capital Cost Rate (Ln 106 * Ln 113) | #DIV/0! | #DIV/0! | #DIV/0! | #DIV/0! | #DIV/0! | #DIV/0! | #DIV/0!
117 | Common Equity Capital Cost Rate (Ln 107 * Ln 114) | #DIV/0! | #DIV/0! | #DIV/0! | #DIV/0! | #DIV/0! | #DIV/0! | #DIV/0!
118 | Total Company Structure | #DIV/0! | #DIV/0! | #DIV/0! | #DIV/0! | #DIV/0! | #DIV/0! | #DIV/0!
AEP East Consolidated Utility Capital Structure
Consolidation of Operating Companies' Average Capital Structure
Worksheet Q Page 3
Line |  | Appalachian Power Company | Indiana Michigan Power Company | Kentucky Power Company | Kingsport Power Company | Ohio Power Company | Wheeling Power Company | AEP East Operating Companies' Consolidated Capital Structure
Development of Average Long Term Debt
119 | Average Bonds (Ln 1 + Ln 60) / 2 | #DIV/0! | #DIV/0! | #DIV/0! | #DIV/0! | #DIV/0! | #DIV/0! | #DIV/0!
120 | Less: Average Reacquired Bonds (Ln 2 + Ln 61) / 2 | #DIV/0! | #DIV/0! | #DIV/0! | #DIV/0! | #DIV/0! | #DIV/0! | #DIV/0!
121 | Average LT Advances from Assoc. Companies (Ln 3 + Ln 62) / 2 | #DIV/0! | #DIV/0! | #DIV/0! | #DIV/0! | #DIV/0! | #DIV/0! | #DIV/0!
122 | Average Senior Unsecured Notes (Ln 4 + Ln 63) / 2 | #DIV/0! | #DIV/0! | #DIV/0! | #DIV/0! | #DIV/0! | #DIV/0! | #DIV/0!
123 | Less: Average Fair Value Hedges (See Note on Ln 125 below) | #DIV/0! | #DIV/0! | #DIV/0! | #DIV/0! | #DIV/0! | #DIV/0! | #DIV/0!
124 | Average Balance of Long Term Debt | #DIV/0! | #DIV/0! | #DIV/0! | #DIV/0! | #DIV/0! | #DIV/0! | #DIV/0!
125 | NOTE: The balance of fair value hedges on outstanding long term debt are to be excluded from the balance of long term debt included in the formula's capital structure. (p. 257, Column H of the FF1)
Development of Long Term Debt Interest Expense
126 | Interest on Long Term Debt (256-257.33.i) | 0 | 0 | 0 | 0 | 0 | 0 | 0
127 | Amort of Debt Discount & Expense (117.63.c) | 0 | 0 | 0 | 0 | 0 | 0 | 0
128 | Amort of Loss on Reacquired Debt (117.64.c) | 0 | 0 | 0 | 0 | 0 | 0 | 0
129 | Less: Amort of Premium on Debt (117.65.c) | 0 | 0 | 0 | 0 | 0 | 0 | 0
130 | Less: Amort of Gain on Reacquired Debt (117.66.c) | 0 | 0 | 0 | 0 | 0 | 0 | 0
131 | Less: Hedge Interest on pp 256-257(i) | 0 | 0 | 0 | 0 | 0 | 0 | 0
132 | LTD Interest Expense | 0 | 0 | 0 | 0 | 0 | 0 | 0
Cost of Preferred Stock and Preferred Dividends
133 | Average Balance of Preferred Stock (Ln 35 + Ln 94) / 2 | 0 | 0 | 0 | 0 | 0 | 0 | 0
134 | Preferred Dividends (Ln 36) | 0 | 0 | 0 | 0 | 0 | 0 | 0
Development of Average Common Equity
135 | Average Proprietary Capital (Ln 37 + Ln 96) / 2 | #DIV/0! | #DIV/0! | #DIV/0! | #DIV/0! | #DIV/0! | #DIV/0! | #DIV/0!
136 | Less: Average Preferred Stock (Ln 133 Above) | 0 | 0 | 0 | 0 | 0 | 0 | 0
137 | Less: Average Account 216.1 (Ln 39 + Ln 98) / 2 | #DIV/0! | #DIV/0! | #DIV/0! | #DIV/0! | #DIV/0! | #DIV/0! | #DIV/0!
138 | Less: Average Account 219.1 (Ln 40 + Ln 99) / 2 | #DIV/0! | #DIV/0! | #DIV/0! | #DIV/0! | #DIV/0! | #DIV/0! | #DIV/0!
139 | Average Balance of Common Equity | #DIV/0! | #DIV/0! | #DIV/0! | #DIV/0! | #DIV/0! | #DIV/0! | #DIV/0!
Calculation of Capital Shares
140 | Average Balance of Long Term Debt (Ln 124 Above) | #DIV/0! | #DIV/0! | #DIV/0! | #DIV/0! | #DIV/0! | #DIV/0! | #DIV/0!
141 | Average Balance of Preferred Stock (Ln 133 Above) | 0 | 0 | 0 | 0 | 0 | 0 | 0
142 | Average Balance of Common Equity (Ln 139 Above) | #DIV/0! | #DIV/0! | #DIV/0! | #DIV/0! | #DIV/0! | #DIV/0! | #DIV/0!
143 | Average of Total Company Structure | #DIV/0! | #DIV/0! | #DIV/0! | #DIV/0! | #DIV/0! | #DIV/0! | #DIV/0!
144 | Average Balance of LTD Capital Shares (Ln 140 / Ln 143) | #DIV/0! | #DIV/0! | #DIV/0! | #DIV/0! | #DIV/0! | #DIV/0! | #DIV/0!
145 | Average Balance of Preferred Stock Capital Shares (Ln 141 / Ln 143) | #DIV/0! | #DIV/0! | #DIV/0! | #DIV/0! | #DIV/0! | #DIV/0! | #DIV/0!
146 | Average Balance of Common Equity Capital Shares (Ln 142 / Ln 143) | #DIV/0! | #DIV/0! | #DIV/0! | #DIV/0! | #DIV/0! | #DIV/0! | #DIV/0!
147 | Reserved
148 | Reserved
149 | Reserved
150 | Reserved
Calculation of Capital Cost Rate
151 | LTD Capital Cost Rate (Ln 132 / Ln 124) | #DIV/0! | #DIV/0! | #DIV/0! | #DIV/0! | #DIV/0! | #DIV/0! | #DIV/0!
152 | Preferred Stock Capital Cost Rate (Ln 134 / Ln 133) | 0% | 0% | 0% | 0% | 0% | 0% | 0%
153 | Common Equity Capital Cost Rate | 11.49% | 11.49% | 11.49% | 11.49% | 11.49% | 11.49% | 11.49%
Calculation of Weighted Capital Cost Rate
154 | LTD Weighted Capital Cost Rate (Ln 144 * Ln 151) | #DIV/0! | #DIV/0! | #DIV/0! | #DIV/0! | #DIV/0! | #DIV/0! | #DIV/0!
155 | Preferred Stock Capital Cost Rate (Ln 145 * Ln 152) | #DIV/0! | #DIV/0! | #DIV/0! | #DIV/0! | #DIV/0! | #DIV/0! | #DIV/0!
156 | Common Equity Capital Cost Rate (Ln 146 * Ln 153) | #DIV/0! | #DIV/0! | #DIV/0! | #DIV/0! | #DIV/0! | #DIV/0! | #DIV/0!
157 | ACTUAL WEIGHTED AVG COST OF CAPITAL | #DIV/0! | #DIV/0! | #DIV/0! | #DIV/0! | #DIV/0! | #DIV/0! | #DIV/0!

## WS R Interest
AEPTCo Subsidiaraies in PJM
Cost of Service Formula Rate Using Actual/Projected FF1 Balances
Worksheet R - True-up With Interest
Reconciliation Revenue Requirement For Year 2024 Available May 25, 2025 |  | 2024 Forecasted Revenue Requirement For Year 2024 |  |  | True-up Adjustment - Over (Under) Recovery
822300956.8573 | - | 834555536.8003 | = |  | 12254579.943
Interest Rate on Amount of Refunds |  | Over (Under) Recovery Plus Interest | Average Monthly Interest Rate | Months | Calculated Interest | Amortization | Surcharge (Refund) Owed
or Surcharges (Note 1) |  |  | 0.683%
An over or under collection will be recovered prorata over 2024, held for 2025 and returned prorate over 2026
Calculation of Interest |  |  |  |  | Monthly
January | Year 2024 | 1021214.9952 | 0.683% | 12 | -83698.781 |  | -1104913.7763
February | Year 2024 | 1021214.9952 | 0.683% | 11 | -76723.8826 |  | -1097938.8778
March | Year 2024 | 1021214.9952 | 0.683% | 10 | -69748.9842 |  | -1090963.9794
April | Year 2024 | 1021214.9952 | 0.683% | 9 | -62774.0858 |  | -1083989.081
May | Year 2024 | 1021214.9952 | 0.683% | 8 | -55799.1873 |  | -1077014.1826
June | Year 2024 | 1021214.9952 | 0.683% | 7 | -48824.2889 |  | -1070039.2842
July | Year 2024 | 1021214.9952 | 0.683% | 6 | -41849.3905 |  | -1063064.3858
August | Year 2024 | 1021214.9952 | 0.683% | 5 | -34874.4921 |  | -1056089.4873
September | Year 2024 | 1021214.9952 | 0.683% | 4 | -27899.5937 |  | -1049114.5889
October | Year 2024 | 1021214.9952 | 0.683% | 3 | -20924.6953 |  | -1042139.6905
November | Year 2024 | 1021214.9952 | 0.683% | 2 | -13949.7968 |  | -1035164.7921
December | Year 2024 | 1021214.9952 | 0.683% | 1 | -6974.8984 |  | -1028189.8937
[5 empty] | -544042.0766 |  | -12798622.0195
Annual
January through December | Year 2025 | -12798622.0195 | 0.683% | 12 | -1048975.0607 |  | -13847597.0802
Over (Under) Recovery Plus Interest Amortized and Recovered Over 12 Months |  |  |  |  | Monthly
January | Year 2026 | 13847597.0802 | 0.683% |  | -94579.0881 | 1205835.9996 | -12736340.1687
February | Year 2026 | 12736340.1687 | 0.683% |  | -86989.2034 | 1205835.9996 | -11617493.3724
March | Year 2026 | 11617493.3724 | 0.683% |  | -79347.4797 | 1205835.9996 | -10491004.8525
April | Year 2026 | 10491004.8525 | 0.683% |  | -71653.5631 | 1205835.9996 | -9356822.4161
May | Year 2026 | 9356822.4161 | 0.683% |  | -63907.0971 | 1205835.9996 | -8214893.5135
June | Year 2026 | 8214893.5135 | 0.683% |  | -56107.7227 | 1205835.9996 | -7065165.2366
July | Year 2026 | 7065165.2366 | 0.683% |  | -48255.0786 | 1205835.9996 | -5907584.3156
August | Year 2026 | 5907584.3156 | 0.683% |  | -40348.8009 | 1205835.9996 | -4742097.1168
September | Year 2026 | 4742097.1168 | 0.683% |  | -32388.5233 | 1205835.9996 | -3568649.6405
October | Year 2026 | 3568649.6405 | 0.683% |  | -24373.877 | 1205835.9996 | -2387187.5179
November | Year 2026 | 2387187.5179 | 0.683% |  | -16304.4907 | 1205835.9996 | -1197656.0091
December | Year 2026 | 1197656.0091 | 0.683% |  | -8179.9905 | 1205835.9996 | 2.3283e-10
-622434.9152
True-Up Adjustment with Interest | [5 empty] | -14470031.9954
Less Over (Under) Recovery | [5 empty] | 12254579.943
Total Interest | [5 empty] | -2215452.0525
Note 1: The interest rate to be applied to the over recovery or under recovery amounts will be determined using the average monthly FERC interest rate (as determined pursuant to 18 C.F.R. Section 35.19a) for the twenty (20) months from the beginning of the rate year being trued-up through August 31 of the following year.

## WS R Schedule 12
AEPTCo Subsidiaraies in PJM
Cost of Service Formula Rate Using Actual/Projected FF1 Balances
Worksheet R - True-up With Interest
Reconciliation Revenue Requirement For Year 2024 Available May 25, 2025 |  | 2024 Forecasted Revenue Requirement For Year 2024 |  |  | True-up Adjustment - Over (Under) Recovery
41136197.1674 | - | 42010567.1316 | = |  | 874369.9642
Interest Rate on Amount of Refunds |  | Over (Under) Recovery Plus Interest | Average Monthly Interest Rate | Months | Calculated Interest | Amortization | Surcharge (Refund) Owed
or Surcharges (Note 1) |  |  | 0.683%
An over or under collection will be recovered prorata over 2024, held for 2025 and returned prorate over 2026
Calculation of Interest |  |  |  |  | Monthly
January | Year 2024 | 72864.1637 | 0.683% | 12 | -5971.9469 |  | -78836.1105
February | Year 2024 | 72864.1637 | 0.683% | 11 | -5474.2846 |  | -78338.4483
March | Year 2024 | 72864.1637 | 0.683% | 10 | -4976.6224 |  | -77840.7861
April | Year 2024 | 72864.1637 | 0.683% | 9 | -4478.9601 |  | -77343.1238
May | Year 2024 | 72864.1637 | 0.683% | 8 | -3981.2979 |  | -76845.4616
June | Year 2024 | 72864.1637 | 0.683% | 7 | -3483.6357 |  | -76347.7994
July | Year 2024 | 72864.1637 | 0.683% | 6 | -2985.9734 |  | -75850.1371
August | Year 2024 | 72864.1637 | 0.683% | 5 | -2488.3112 |  | -75352.4749
September | Year 2024 | 72864.1637 | 0.683% | 4 | -1990.649 |  | -74854.8126
October | Year 2024 | 72864.1637 | 0.683% | 3 | -1492.9867 |  | -74357.1504
November | Year 2024 | 72864.1637 | 0.683% | 2 | -995.3245 |  | -73859.4882
December | Year 2024 | 72864.1637 | 0.683% | 1 | -497.6622 |  | -73361.8259
[5 empty] | -38817.6546 |  | -913187.6188
Annual
January through December | Year 2025 | -913187.6188 | 0.683% | 12 | -74844.8572 |  | -988032.476
Over (Under) Recovery Plus Interest Amortized and Recovered Over 12 Months |  |  |  |  | Monthly
January | Year 2026 | 988032.476 | 0.683% |  | -6748.2618 | 86036.958 | -908743.7798
February | Year 2026 | 908743.7798 | 0.683% |  | -6206.72 | 86036.958 | -828913.5419
March | Year 2026 | 828913.5419 | 0.683% |  | -5661.4795 | 86036.958 | -748538.0633
April | Year 2026 | 748538.0633 | 0.683% |  | -5112.515 | 86036.958 | -667613.6203
May | Year 2026 | 667613.6203 | 0.683% |  | -4559.801 | 86036.958 | -586136.4634
June | Year 2026 | 586136.4634 | 0.683% |  | -4003.312 | 86036.958 | -504102.8174
July | Year 2026 | 504102.8174 | 0.683% |  | -3443.0222 | 86036.958 | -421508.8816
August | Year 2026 | 421508.8816 | 0.683% |  | -2878.9057 | 86036.958 | -338350.8293
September | Year 2026 | 338350.8293 | 0.683% |  | -2310.9362 | 86036.958 | -254624.8075
October | Year 2026 | 254624.8075 | 0.683% |  | -1739.0874 | 86036.958 | -170326.9369
November | Year 2026 | 170326.9369 | 0.683% |  | -1163.333 | 86036.958 | -85453.3119
December | Year 2026 | 85453.3119 | 0.683% |  | -583.6461 | 86036.958 | -3.7835e-10
-44411.02
True-Up Adjustment with Interest | [5 empty] | -1032443.496
Less Over (Under) Recovery | [5 empty] | 874369.9642
Total Interest | [5 empty] | -158073.5318
Note 1: The interest rate to be applied to the over recovery or under recovery amounts will be determined using the average monthly FERC interest rate (as determined pursuant to 18 C.F.R. Section 35.19a) for the twenty (20) months from the beginning of the rate year being trued-up through August 31 of the following year.