## FERC Revisions @ 12-15-09 (hidden)
Summary of the Application of FERC Revisions to APCo Settlement Template
Template or WS | Line or Note Reference | Point on FERC Memo | Page # on AEP Response to Staff Memo | Change
All Templates | Note J | General # 1 | 1 | Added K. Barnes suggested language that allocators cannot change without a 205 filing.
True-up Template | Note J | General # 1 | 1 | Note J was not correct in true-up. Copied revised note J to true-up.
Proj & Hist Template | Ln 166 & Ln 332 | General # 3 | 3 | Removed the Equity Cap calculations from the historic & projected templates, and revised realted note U
True-up Template | Note U | General # 3 | 3 | Added a line to Note U indicating that the cap percentage cannot change absent a 205 filing with the FERC.
Proj & True-up Template | Ln 20 | Other Edits #7 | 8-9 | Corrected source reference
Projected | Ln 21 | Other Edits #9 | 9 | Corrected formula referencing wrong cell on WS A
Proj & True-up Template | Ln 21 | Other Edits #8 | 9 | Added Reference to source of TP allocator on line 143
All Templates | Note S | Cap-Cost #1.b. & #7.c | 2, 5 | Revised to explain how interest expense is calculated in the projected and true-up WACC
All Templates | Note H | Other Edits #1 | 7 | Revised note to include the source of "Company Records" as the general ledger.
All Templates | Lines 92 $ 258 | Other Edits #9 | 9 | Corrected "Susidiary" to "Subsidy" in description.
Proj & Hist Template | Lns 85 & 251 | Other Edits #1, | 7 | Change account 561 expenses from a direct imput in historic template to an account by account input on WS F from the FF1 per Staff's request.
True-up Template | Lns 85 | Other Edits #1, | 7
True-up Template | Line 153 | Cap-Cost # 3 | 3 | Corrected Row reference to WS M from 18 to 21
True-up Template | Line 154 | Cap-Cost # 5 | 4 | Corrected Row reference to WS M from 48 to 56
True-up Template | Line 162 | Cap-Cost # 6 | 4 | Updated reference to WS M line 22
WS A |  | Other Edits #1 | 7 | Added Note 1 to define "company records" as the property accounting system.
WS B |  | Other Edits #1 | 7 | Added Note 1 to define "company records" as the tax accounting system.
WS B |  | ADIT #1b | 7 | Added Note 2 to exclude from ratebase ADIT balances related to hedging activity.
WS D |  | Other Edits #1 | 7 | Added Note 1 to define "company records" as the general ledger accounting system.
WS E |  | Other Edits # 3, 4 | 8 | Added "Note 1 to define "company records" as the general ledger accounting system.
WS E |  | Other Edits # 3, 4 | 8 | Added total company source reference to lines 1-5 and 7
WS E |  | Other Edits # 3, 4 | 8 | Added subtotal on new line 6 to tie the total company other operating revenues to FF1 p 300 line 26, col b.
WS F |  | Other Edits #1, | 7 | Included an input section for each sub-account of 561. The subtotal is the source of this activity for the templates
WS G |  | Other Edit #5 | 8 | Added a cite in Note 1 for the five year phase out of the Ohio Income tax
WS G |  | Other Edit #5 | 8 | Added note 2 to describe where the apportionment factors come from
WS H |  | Other Edit #6 | 8 | Added WS H-1 to show Form 1 Source of total company amount shown on WS H. The total company expense amounts on WS H are now sourced from WS H-1.
WS L |  | Cap-Cost #7b. | 5 | Included a calculation to limit hedging gains & losses to five basis points of projected capital structure.
WS L |  | Cap-Cost #7e. | 5 | Removed from the Line 4 description the reference to column (i) of FERC Form 1 page 257.
WS L |  | Cap-Cost #7f. | 5 | In title of WS inserted the word "Projected" after "Calculation of"
WS L |  | Cap-Cost #7g. | 5 | Changed desciption of header on column (B) to "Principle Outstanding."
WS L |  | Cap-Cost #1.b. | 2 | Header for Column (D): Referenced Note S on projected template to describe how interest is calculated.
WS L |  | Cap-Cost #1.b; #1.c | 2 | Lines 40-44- Added the 5 basis point limit to recoverable hedge gain or loss to projected interest calcluation
WS M |  | Cap-Cost #4.c. | 4 | Lines 42-44:Corrected O/S Shares of Preferred Stock @ 12/31/2007 to reflect FF1 p 250-251. Actually reflected the 2006 balance
WS N |  |  |  | Included revision to note to explain FERC Account in which gains or losses on sales of plant held for future use are recorded., Added Column (I)
to input the applicable account for each sales transaction.

## TCOS
[6 empty] | For Twelve Months Ended |  |  | 2017 | open
AEPTCo subsidiaries in PJM
Transmission Cost of Service Formula Rate
Utilizing Actual/Projected FERC Form 1 Data
AEP WEST VIRGINIA TRANSMISSION COMPANY
Line | [8 empty] | Transmission
No. | [8 empty] | Amount
1 | REVENUE REQUIREMENT (w/o incentives) | (ln 141) | [6 empty] | 82517204.3032
|  |  |  | Total |  | Allocator
2 | REVENUE CREDITS | (Worksheet E, ln 8) (Note A) |  | 0 |  | DA | 1 |  | 0
3 | Facility Credits under PJM OATT Section 30.9 | Worksheet E, ln 9) (Note X) | [6 empty] | 0
4 | REVENUE REQUIREMENT For All Company Facilities | (ln 1 less ln 2 plus ln 3) | [6 empty] | 82517204.3032
MEMO: The Carrying Charge Calculations on lines 7 to 12 below are used in calculating project revenue requirements billed through PJM Schedule 12, Transmission Enhancement Charges. The total non-incentive revenue requirements for these projects shown on line 5 is included in the total on line 4.
5 | Revenue Requirement for PJM Schedule 12 Facilities (w/o incentives) (Worksheet J/K) |  |  | 46290172.7921 |  | DA | 1 |  | 46290172.7921
6 | NET PLANT CARRYING CHARGE w/o intra-AEP charges or credits or ROE incentives (Note B)
7 | Annual Rate | ( (ln 1- ln 104)/((ln 49 + ln 50 + ln 51 + ln 52 + ln 54) x 100) ) | [6 empty] | 13.19%
8 | Monthly Rate | (ln 7 / 12) | [6 empty] | 1.099%
9 | NET PLANT CARRYING CHARGE ON LINE 7 , w/o depreciation or ROE incentives (Note B)
10 | Annual Rate | ( (ln 1- ln 104 - ln 109)/((ln 49 + ln 50 + ln 51 + ln 52 + ln 54) x 100) ) | [6 empty] | 11.51%
11 | NET PLANT CARRYING CHARGE ON LINE 10, w/o Return, income taxes or ROE incentives (Note B)
12 | Annual Rate | ( (ln 1 - ln 104 - ln 109 - ln 110 - ln 136 - ln 137) /((ln 49 + ln 50 + ln 51 + ln 52 + ln 54) x 100) ) | [6 empty] | 2.161%
13 | ADDITIONAL REVENUE REQUIREMENT for projects w/ incentive ROE's (Note B) (Worksheet J/K) | [7 empty] | 0
14 | REVENUE REQUIREMENT FOR SCHEDULE 1A CHARGES
15 | Total Load Dispatch & Scheduling (Account 561) | Line 86 Below | [6 empty] | 344410
16 | Less: Load Dispatch - Scheduling, System Control and Dispatch Services (321.88.b) | [7 empty] | 0
17 | Less: Load Dispatch - Reliability, Planning & Standards Development Services (321.92.b) | [7 empty] | 0
18 | Total 561 Internally Developed Costs | (Line 15 - Line 16 - Line 17) | [6 empty] | 344410
AEPTCo subsidiaries in PJM
Transmission Cost of Service Formula Rate
Utilizing Actual/Projected FERC Form 1 Data
AEP WEST VIRGINIA TRANSMISSION COMPANY
| (1) | (2) |  | (3) |  | (4) |  |  | (5)
|  | Data Sources | [6 empty] | Total
| RATE BASE CALCULATION | (See "General Notes") |  | TO Total |  | Allocator |  |  | Transmission
Line |  |  |  | NOTE C
No. | GROSS PLANT IN SERVICE
19 | Line Deliberately Left Blank
20 | Line Deliberately Left Blank
21 | Transmission | (Worksheet A ln 3.E & Ln 145) |  | 638992924 |  | DA | 1 |  | 638992924
22 | Less: Transmission ARO (Enter Negative) | (Worksheet A ln 4.E & Ln 146) |  | 0 |  | TP | 1 |  | 0
23 | Line Deliberately Left Blank |  |  | N/A |  | NA | 0 |  | N/A
24 | Line Deliberately Left Blank |  |  | N/A |  | NA | 0 |  | N/A
25 | Line Deliberately Left Blank |  |  | N/A |  |  |  |  | N/A
26 | Line Deliberately Left Blank |  |  | N/A |  |  |  |  | N/A
27 | General Plant | (Worksheet A ln 7.E) |  | 0 |  | W/S | 0.99592 |  | 0
28 | Less: General Plant ARO (Enter Negative) | (Worksheet A ln 8.E) |  | 0 |  | W/S | 0.99592 |  | 0
29 | Intangible Plant | (Worksheet A ln 9.E) |  | 1829050 |  | W/S | 0.99592 |  | 1821588.1834
30 | TOTAL GROSS PLANT | (Sum of Lines: 21, 22 & 27 to 29) |  | 640821974 |  | GP(h)= | 0.99999 |  | 640814512.1834
[6 empty] | GTD= | 1
31 | ACCUMULATED DEPRECIATION AND AMORTIZATION
32 | Line Deliberately Left Blank
33 | Line Deliberately Left Blank
34 | Transmission | (Worksheet A ln 14.E & 28.E) |  | 13191992.5 |  | TP1= | 1 |  | 13191992.5
35 | Less: Transmission ARO (Enter Negative) | (Worksheet A ln 15.E) |  | 0 |  | TP1= | 1 |  | 0
36 | Line Deliberately Left Blank |  |  | N/A |  |  |  |  | N/A
37 | Line Deliberately Left Blank |  |  | N/A |  |  |  |  | N/A
38 | Line Deliberately Left Blank |  |  | N/A |  |  |  |  | N/A
39 | Line Deliberately Left Blank |  |  | N/A |  |  |  |  | N/A
40 | Line Deliberately Left Blank |  |  | N/A |  |  |  |  | N/A
41 | Line Deliberately Left Blank |  |  | N/A |  |  |  |  | N/A
42 | Line Deliberately Left Blank |  |  | N/A |  |  |  |  | N/A
43 | General Plant | (Worksheet A ln 18.E) |  | 0 |  | W/S | 0.99592 |  | 0
44 | Less: General Plant ARO (Enter Negative) | (Worksheet A ln 19.E) |  | 0 |  | W/S | 0.99592 |  | 0
45 | Intangible Plant | (Worksheet A ln 20.E) |  | 596477 |  | W/S | 0.99592 |  | 594043.6045
46 | TOTAL ACCUMULATED DEPRECIATION | (Sum of Lines: 34, 35 & 43 to 45) |  | 13788469.5 |  |  |  |  | 13786036.1045
47 | NET PLANT IN SERVICE
48 | Line Deliberately Left Blank
49 | Transmission | (ln 21 + ln 22 - ln 34 - ln 35) |  | 625800931.5 |  |  |  |  | 625800931.5
50 | Line Deliberately Left Blank |  |  | N/A |  |  |  |  | N/A
51 | Line Deliberately Left Blank |  |  | N/A |  |  |  |  | N/A
52 | Line Deliberately Left Blank |  |  | N/A |  |  |  |  | N/A
53 | Line Deliberately Left Blank |  |  | N/A |  |  |  |  | N/A
54 | Line Deliberately Left Blank |  |  | N/A |  |  |  |  | N/A
55 | Line Deliberately Left Blank |  |  | N/A |  |  |  |  | N/A
56 | General Plant | (ln 27 + ln 28 - ln 43 - ln 44) |  | 0 |  |  |  |  | 0
57 | Intangible Plant | (ln 29 - ln 45) |  | 1232573 |  |  |  |  | 1227544.5789
58 | TOTAL NET PLANT IN SERVICE | (Sum of Lines: 49 to 54 & 56, 57) |  | 627033504.5 |  | NP(h)= | 0.99999 |  | 627028476.0789
59 | DEFERRED TAX ADJUSTMENTS TO RATE BASE | (Note D)
60 | Account No. 281.1 (enter negative) | (Worksheet B, ln 2 & ln 5.E) |  | 0 |  | NA |  |  | 0
61 | Account No. 282.1 (enter negative) | (Worksheet B, ln 7 & ln 10.E) |  | -130406150 |  | DA |  |  | -112237733.6103
62 | Account No. 283.1 (enter negative) | (Worksheet B, ln 12 & ln 15.E) |  | -26187113 |  | DA |  |  | -21612126
63 | Account No. 190.1 | (Worksheet B, ln 17 & ln 20.E) |  | 11989908 |  | DA |  |  | 11786541
64 | Account No. 255 (enter negative) | (Worksheet B, ln 24 & ln 25.E) |  | 0 |  | DA |  |  | 0
65 | TOTAL ADJUSTMENTS | (sum lns 60 to 64) |  | -144603355 |  |  |  |  | -122063318.6103
66 | PLANT HELD FOR FUTURE USE | (Worksheet A ln 29.E & ln 30.E) |  | 0 |  | DA |  |  | 0
67 | REGULATORY ASSETS | (Worksheet A ln 41. (E)) |  | 0 |  | DA |  |  | 0
68 | WORKING CAPITAL | (Note E)
69 | Cash Working Capital | (1/8 * ln 89) |  | 978615.75 |  |  |  |  | 978615.75
70 | Transmission Materials & Supplies | (Worksheet C, ln 2.(F)) |  | 1509518 |  | TP | 1 |  | 1509518
71 | A&G Materials & Supplies | (Worksheet C, ln 3.(F)) |  | 0 |  | W/S | 0.99592 |  | 0
72 | Stores Expense | (Worksheet C, ln 4.(F)) |  | 0 |  | GP(h) | 0.99999 |  | 0
73 | Prepayments (Account 165) - Labor Allocated | (Worksheet C, ln 8.(G)) |  | 619612.6013 |  | W/S | 0.99592 |  | 617084.8215
74 | Prepayments (Account 165) - Gross Plant | (Worksheet C, ln 8.(F)) |  | 17787 |  | GP(h) | 0.99999 |  | 17786.7929
75 | Prepayments (Account 165) - Transmission Only | (Worksheet C, ln 8.(E)) |  | 0 |  | DA | 1 |  | 0
76 | Prepayments (Account 165) - Unallocable | (Worksheet C, ln 8.(D)) |  | 0 |  | NA | 0 |  | 0
77 | TOTAL WORKING CAPITAL | (sum lns 69 to 76) |  | 3125533.3513 |  |  |  |  | 3123005.3644
78 | IPP CONTRIBUTIONS FOR CONSTRUCTION | (Note F) (Worksheet D, ln 8.B) |  | 0 |  | DA | 1 |  | 0
79 | RATE BASE (sum lns 58, 65, 66, 67, 77, 78) |  |  | 485555682.8513 |  |  |  |  | 508088162.833
AEPTCo subsidiaries in PJM
Transmission Cost of Service Formula Rate
Utilizing Actual/Projected FERC Form 1 Data
AEP WEST VIRGINIA TRANSMISSION COMPANY
| (1) | (2) |  | (3) |  | (4) |  |  | (5)
| EXPENSE, TAXES, RETURN & REVENUE | Data Sources | [6 empty] | Total
| REQUIREMENTS CALCULATION | (See "General Notes") |  | TO Total |  | Allocator |  |  | Transmission
Line
No. | OPERATION & MAINTENANCE EXPENSE
80 | Line Deliberately Left Blank
81 | Line Deliberately Left Blank
82 | Customer Related Expense | 322 & 323.164,171,178.b |  | 0
83 | Regional Marketing Expenses | 322.131.b |  | 0
84 | Transmission | 321.112.b |  | 8173336
85 | TOTAL O&M EXPENSES | (sum lns 82 to 84) |  | 8173336
86 | Less: Total Account 561 | (Note G) (Worksheet F, ln 14.C) |  | 344410
87 | Less: Account 565 | (Note H) 321.96.b |  | 0
88 | Less: Regulatory Deferrals & Amortizations | (Note I) (Worksheet F, ln 4.C) |  | 0
89 | Total O&M Allocable to Transmission | (lns 84 - 86 - 87 - 88) |  | 7828926 |  | TP | 1 |  | 7828926
90 | Administrative and General | 323.197.b (Note J) |  | 2255561
91 | Less: Acct. 924, Property Insurance | 323.185.b |  | 102588
92 | Acct. 928, Reg. Com. Exp. | 323.189.b |  | 0
93 | Acct. 930.1, Gen. Advert. Exp. | 323.191.b |  | 0
94 | Acct. 930.2, Misc. Gen. Exp. | 323.192.b |  | 18581
95 | Balance of A & G | (ln 90 - sum ln 91 to ln 94) |  | 2134392 |  | W/S | 0.99592 |  | 2125684.5062
96 | Plus: Acct. 924, Property Insurance | (ln 91) |  | 102588 |  | GP(h) | 0.99999 |  | 102586.8055
97 | Acct. 928 - Transmission Specific | Worksheet F ln 21.(E) (Note L) |  | 0 |  | TP | 1 |  | 0
98 | Acct 930.1 - Only safety related ads -Direct | Worksheet F ln 38.(E) (Note L) |  | 0 |  | TP | 1 |  | 0
99 | Acct 930.2 - Misc Gen. Exp. - Trans | Worksheet F ln 43.(E) (Note L) |  | 3818 |  | DA | 1 |  | 3818
100 | PBOP Adjustment | Worksheet O Ln 16 (B), (Note K & M) |  | -4016.384 |  | W/S | 0.99592 |  | -3999.9987
101 | A & G Subtotal | (sum lns 95 to 100) |  | 2236781.616 |  |  |  |  | 2228089.3129
102 | O & M EXPENSE SUBTOTAL | (ln 89 + ln 101) |  | 10065707.616 |  |  |  |  | 10057015.3129
103 | Line Deliberately Left Blank | Company Records (Note H) |  | 0 |  | DA | 1 |  | 0
104 | Plus: Transmission Lease Payments To Affiliates in Acct 565 (Company Records) (Note H) |  |  | 0 |  | DA | 1 |  | 0
105 | TOTAL O & M EXPENSE | (ln 102 + ln 104) |  | 10065707.616 |  |  |  |  | 10057015.3129
106 | DEPRECIATION AND AMORTIZATION EXPENSE
107 | Line Deliberately Left Blank
108 | Line Deliberately Left Blank
109 | Transmission | 336.7.f |  | 10509443 |  | TP1 | 1 |  | 10509443
110 | Line Deliberately Left Blank |  |  | 0 |  |  |  |  | 0
111 | Line Deliberately Left Blank |  |  | 0 |  |  |  |  | 0
112 | General | 336.10.f |  | 0 |  | W/S | 0.99592 |  | 0
113 | Intangible | 336.1.f |  | 365810 |  | W/S | 0.99592 |  | 364317.6367
114 | TOTAL DEPRECIATION AND AMORTIZATI0N | (Ln 109+112+113) |  | 10875253 |  |  |  |  | 10873760.6367
115 | TAXES OTHER THAN INCOME | (Note N)
116 | Labor Related
117 | Payroll | Worksheet H ln 23.(D) |  | 0 |  | W/S | 0.99592 |  | 0
118 | Plant Related
119 | Property | Worksheet H ln 23.(C) & ln 47.(C) |  | 3099407 |  | DA | 1 |  | 3099407
120 | Gross Receipts/Sales & Use | Worksheet H ln 23.(F) |  | 0 |  | NA | 0 |  | 0
121 | Other | Worksheet H ln 23.(E) |  | 0 |  | GP(h) | 0.99999 |  | 0
122 | TOTAL OTHER TAXES | (sum lns 117 to 121) |  | 3099407 |  |  |  |  | 3099407
123 | INCOME TAXES | (Note O)
124 | T=1 - {[(1 - SIT) * (1 - FIT)] / (1 - SIT * FIT * p)} = |  |  | 39.23%
125 | EIT=(T/(1-T)) * (1-(WCLTD/WACC)) = |  |  | 0%
126 | where WCLTD=(ln 164) and WACC = (ln 167)
127 | and FIT, SIT & p are as given in Note O.
128 | GRCF=1 / (1 - T) = (from ln 124) |  |  | 1.6454
129 | Amortized Investment Tax Credit (enter negative) | (FF1 p.114, ln 19.c) |  | 0
130 | Excess Deferred Income Tax | (Note U) |  | 0 |  | NP(h) | 0.99999 |  | 0
131 | Tax Effect of Permanent Differences | (Note U) |  | 65450 |  | NP(h) | 0.99999 |  | 65449.4751
132 | Income Tax Calculation | (ln 125 * ln 137) |  | 0 |  |  |  |  | 0
133 | ITC adjustment | (ln 128 * ln 129) |  | 0 |  | NP(h) | 0.99999 |  | 0
134 | Excess Deferred Income Tax | (ln 128 * ln 130) |  | 0 |  |  |  |  | 0
135 | Tax Affect of Permanent Differences | (ln 128 * ln 131) |  | 107692.3077 |  |  |  |  | 107691.4441
136 | TOTAL INCOME TAXES | (sum lns 132 to 135) |  | 107692.3077 |  |  |  |  | 107691.4441
137 | RETURN ON RATE BASE (Rate Base*WACC) | (ln 79 * ln 167) |  | 55790347.9596 |  |  |  |  | 58379329.9095
138 | INTEREST ON IPP CONTRIBUTION FOR CONST. (Note F) (Worksheet D, ln 2.(B)) |  |  | 0 |  | DA | 1 |  | 0
139 | (Gains) / Losses on Sales of Plant Held for Future Use (Worksheet N, ln 4, Cols. ((F) & (H)) |  |  | 0 |  |  |  |  | 0
140 | Tax Impact on Net Loss / (Gain) on Sales of Plant Held for Future Use (ln 139 * ln125) |  |  | 0 |  |  |  |  | 0
141 | TOTAL REVENUE REQUIREMENT |  |  | 79938407.8833 |  |  |  |  | 82517204.3032
(sum lns 105, 114, 122, 136, 137, 138, 139, 140)
AEPTCo subsidiaries in PJM
Transmission Cost of Service Formula Rate
Utilizing Actual/Projected FERC Form 1 Data
AEP WEST VIRGINIA TRANSMISSION COMPANY
SUPPORTING CALCULATIONS
ln
No. | TRANSMISSION PLANT INCLUDED IN PJM TARIFF
142 | Total transmission plant | (ln 21) | [6 empty] | 638992924
143 | Less transmission plant excluded from PJM Tariff (Note P) | [7 empty] | 0
144 | Less transmission plant included in OATT Ancillary Services (Worksheet A, ln 23, Col. (C)) (Note Q) | [7 empty] | 0
145 | Transmission plant included in PJM Tariff | (ln 142 - ln 143 - ln 144) | [6 empty] | 638992924
146 | Percent of transmission plant in PJM Tariff | (ln 145 / ln 142) | [5 empty] | TP= | 1
147 | WAGES & SALARY ALLOCATOR (W/S) | (Note R) | Direct Payroll | Payroll Billed from AEP Service Corp. | Total
148 | Line Deliberately Left Blank
149 | Transmission | 354.21.b | 0 | 811215 | 811215 | TP | 1 |  | 811215
150 | Regional Market Expenses | 354.22.b | 0 | 0 | 0 | NA | 0 |  | 0
151 | Line Deliberately Left Blank
152 | Other (Excludes A&G) | 354.24,25,26.b | 0 | 3323 | 3323 | NA | 0 |  | 0
153 | Total | (sum lns 149, 150, & 152) | 0 | 814538 | 814538 |  |  |  | 811215
154 | Transmission related amount | [6 empty] | W/S= | 0.99592
Actual (Uncapped) Capital Structure
155 | WEIGHTED AVERAGE COST OF CAPITAL (WACC) | [7 empty] | $
156 | Long Term Interest | (Worksheet M, ln.20, col.(E)) | [6 empty] | 10712050
157 | Preferred Dividends | (Worksheet M, ln. 49, col.(E)) | [6 empty] | 0
158 | Development of Common Stock:
159 | Proprietary Capital | (Worksheet M, ln. 1, col.(E)) | [6 empty] | 318222653
160 | Less: Preferred Stock | (Worksheet M, ln. 2, col.(E)) | [6 empty] | 0
161 | Less: Account 216.1 | (Worksheet M, ln. 3, col.(E)) | [6 empty] | 0
162 | Less: Account 219 | (Worksheet M, ln. 4, col. (E)) | [6 empty] | 0
163 | Common Stock | (ln 159 - ln 160 - ln 161 - ln 162) | [6 empty] | 318222653
|  |  |  | Capital Structure Percentages |  |  | Cost
|  |  |  | $ | % |  | (Note S) |  | Weighted
164 | Long Term Debt |  |  | 0 | 0% |  | 0% |  | 0
165 | Preferred Stock (ln 160) |  |  | 0 | 0% |  | 0% |  | 0
166 | Common Stock (ln 163) |  |  | 318222653 | 100% |  | 11.49% |  | 0.1149
167 | Total (Sum lns 164 to 166) |  |  | 318222653 | 100% |  |  | WACC= | 0.1149
AEP OPERATING COMPANIES' COMPOSITE (Note S)
168 | WEIGHTED AVERAGE COST OF CAPITAL (WACC) | [7 empty] | $
169 | Long Term Interest | (Worksheet Q, ln. 132) | [6 empty] | 450534104
170 | Preferred Dividends | (Worksheet Q, ln. 134) | [6 empty] | 0
171 | Development of Common Stock:
172 | Proprietary Capital | (Worksheet Q, ln. 135) | [6 empty] | 8345838048.5
173 | Less: Preferred Stock | (Worksheet Q, ln. 136) | [6 empty] | 0
174 | Less: Account 216.1 | (Worksheet Q, ln. 137) | [6 empty] | 6619045
175 | Less: Account 219 | (Worksheet Q, ln. 138) | [6 empty] | -13587599
176 | Common Stock | (ln 172 - ln 173 - ln 174 - ln 175) | [6 empty] | 8352806602.5
177 |  |  |  | % | $ |  | Cost |  | Weighted
178 | Long Term Debt (Worksheet Q, ln 140) |  |  | 50.83% | 8635339435.5 |  | 5.217% |  | 0.02652
179 | Preferred Stock (Worksheet Q, ln 141) |  |  | 0% | 0 |  | 0% |  | 0
180 | Common Stock (Worksheet Q, ln 142) |  |  | 49.17% | 8352806602.5 |  | 11.49% |  | 0.056495
181 | Total (Worksheet Q, ln 143) |  |  |  | 16988146038 |  |  | WACC= | 0.083015
AEPTCo subsidiaries in PJM
Transmission Cost of Service Formula Rate
Utilizing Actual/Projected FERC Form 1 Data
AEP WEST VIRGINIA TRANSMISSION COMPANY
Letter |  |  | Notes |  |  |  | .
General Notes: a) References to data from Worksheets are indicated as: Worksheet X, Line#.Column.X
A | Revenue credits include:
1) Forfeited Discounts.
2) Miscellaneous Service Revenues.
3) Rental revenues earned on assets included in the rate base.
4) Revenues for associated business projects provided by employees whose labor and overhead costs are in the transmission cost of service.
5) Other electric revenues.
6) Revenues for grandfathered PTP contracts included in the load divisor.
7) If AEP Transmission Companies have any directly assigned transmission facilities, the revenue credits in the formula rate
shall include all revenues associated with those directly assigned transmission facilities, irrespective of whether the loads
of the customer are included in the formula rate divisor; provided however, such addition to revenue credits shall not be reflected if the costs of such directly
assigned transmission facilities are not included in the transmission plant balances on which the formula rate ATRR is based.
See Worksheet E for details.
B | The annual and monthly net plant carrying charges on page 1 are used to compute the revenue requirement for RTEP sponsored upgrades or those projects receiving approved incentive-ROE's. Interest will be calculated based on Worksheet R and any over under recovery will be filed and posted as part of the informational filing.
C | Transmission Plant Balances in this study are projected or actual average beginning of year end of year balances.
D | The total-company balances shown for Accounts 281, 282, 283, 190 only reflect ADIT that relates to utility operations. The balance of Account 255 is reduced by prior flow
throughs and is completely excluded if the utility chose to utilize amortization of tax credits against FIT expense. An exception to this is pre-1971 ITC balances, which are
required to be taken as an offset to rate base. Account 281 is not allocated. In compliance with FERC Rulemaking RM02-7-000, Asset Retirement Obligation deferrals have
been removed from ratebase. Transmission ADIT allocations are shown on WS B.
In compliance with FERC Rulemaking the calculation of ADIT in the annual projection will be performed in accordance
with IRS regulation Section 1.167(I)-I(h)(6)(ii). Detailed balances for the projected or actual period, distinguished between utility and non-utility
balances, will be filed and posted as part of the informational filing.
The company will not include the ADIT portion of deferred hedge gains and losses in rate base.
E | Cash Working Capital assigned to transmission is one-eighth of O&M allocated to transmission, as shown on line 89. It excludes:
1) Load Scheduling & Dispatch Charges in account 561 that are collected in the OATT Ancilliary Services Revenue, as shown on line 86.
2) Costs of Transmission of Electricity by Others, as described in Note H.
3) The impact of state regulatory deferrals and amortizations, as shown on line 88
4) All A&G Expenses, as shown on line 101.
F | Consistent with Paragraph 657 of Order 2003-A, the amount on line 78 is equal to the balance of IPP System Upgrade Credits owed to transmission customers that
made contributions toward the construction of System upgrades, and includes accrued interest and unreturned balance of contributions. The annual interest
expense is included on line 138.
G | Removes from the cost of service the Load Scheduling and Dispatch expenses booked to accounts 561.1 through 561.8. Expenses recorded in these accounts, with the exception of 561.4 & 561.8 (lines 16 & 17 above) are recovered in Schedule 1A, OATT ancillary services rates. See Worksheet F, lines 5 through 14, for descriptions and the Form 1 Source of these accounts' balances.
H | Removes cost of transmission service provided by others to determine the basis of cash working capital on line 89. To the extent such service is incurred to provide the PJM service at issue, e.g. lease payments to affiliates, such costs are added back on line 104 to determine the total O&M collected in the formula. The amounts on line104 is also excluded in the calculation of the FCR percentage calculated on lines 6 through 12.
The addbacks on line104 of activity recorded in 565 represents inter-company sales or purchases of transmission capacity necessary to meet each AEP company's transmission load relative to their available transmission capacity.
The company records referenced on line104 is the AEP WEST VIRGINIA TRANSMISSION COMPANY general ledger.
I | Removes the impact of state regulatory deferrals or their amortization from Transmission O&M expense.
J | General Plant and Administrative & General expenses, other than in accounts 924, 928, and 930, will be functionalized based on the Wages & Salaries "W/S" allocator. The allocation basis for accounts 924, 928 and 930 are separately presented in the formula. A change in the allocation method for an account must be approved via a 205 filing with the FERC.
K | The Post-employment Benefit Other than Pension (PBOP) expense is fixed based on an approved ratio of PBOP expense to direct labor expense.
L | Expenses reported for these A&G accounts will be included in the cost of service only to the extent they are directly assignable to transmission service. Worksheet F allocates
these expense items. Acct 928 Includes Regulatory Commission expenses itemized in FERC Form-1 at page 351, column H. FERC Assessment Fees and Annual Charges
shall not be allocated to transmission. Only safety-related and educational advertising costs in Account 930.1 are included in the TCOS. Account 930.2 includes the
expenses incurred by the transmission function for Associated Business Development revenues given as a credit to the TCOS on Worksheet E.
M | See note K above. Recoverable PBOP expense is based on a rate of $(0.058) cents per dollar of direct labor. This rate may be adjusted up or down every four years based on a comparison of the Allowable TransCo PBOP Expense and the Actual PBOP Expense for a four year Historic and four year Projected period. If the over or under collection is greater than plus or minus 20% of the recoverable amount, an adjustment will be proposed in a Section 205 rate filing.
N | Includes only FICA, unemployment, highway, property and other assessments. Gross receipts, sales & use and taxes related to income are excluded.
O | The currently effective income tax rate, where FIT is the Federal income tax rate; SIT is the State income tax rate, and p =
the percentage of federal income tax deductible for state income taxes. See Worksheet G for the development of the Company's composite SIT.
A utility that elected to utilize amortization of tax credits against taxable income, rather than book tax credits to Account No. 255 and reduce rate base, must reduce its income tax
expense by the amount of the Amortized Investment Tax Credit (Form 1, 266.8.f)
(ln 129) multiplied by (1/1-T) . If the applicable tax rates are zero enter 0.
| Inputs Required: | FIT = | 35%
|  | SIT= | 6.5% | (State Income Tax Rate or Composite SIT. Worksheet G))
|  | p = | 0% | (percent of federal income tax deductible for state purposes)
The formula rate shall reflect the applicable state and federal statutory tax rates in effect during the period the calculated estimated unit charges are applicable. If the statutory tax rates change during such period, the effective tax rates used in the formula shall be weighted by the number of days the pre-ochange rate and post-change rate each is in effect.
P | Removes plant excluded from the OATT because it does not meet the PJM's definition of Transmission Facilities or is otherwise ineligible to be recovered under the OATT.
Q | Removes transmission plant (e.g. step-up transformers) included in the development of OATT ancillary service rates and not already removed for reasons indicated in Note P.
R | Includes functional wages & salaries billed by AEP Service Corporation for support of the operating company.
S | Long Term Debt cost rate = long-term interest (Ln 156)/average long term debt (Ln 164). Preferred Stock cost rate = preferred dividends (Ln 160) /preferred outstanding (ln 165). Common Stock cost rate (ROE) = 11.49%, the rate accepted by FERC in Docket No. ER10-355. It includes an additional 50 basis points for PJM RTO membership. All Transmission Companies other than AEP Appalachian Transmission Company utilize their own capital structure and costs as shown on Worksheet M. The calculations on Worksheet M will use the projected or actual arithmetic average of the beginning of year and end of year balances of long-term debt, common and preferred equity and calendar year long term debt interest expenses, preferred dividends and approved ROE. The long term debt balances and long term debt cost rate shall not include any amounts related to hedging activity. As shown on Worksheet Q, the AEP Appalachian Transmission Company capital structure and weighted cost of capital (WACC) shall be based on the weighted composite of the AEP East Operating Companies beginning and ending average outstanding LTD and PS issuances with the common equity portion in Docket No. ER08-1329, and (2) the weighted composite LTD and PS cost using projected or actual calendar year LTD expense and PS dividends of the AEP East Operating Companies excluding all interest rate hedging costs and/or gains, until the Company establishes its own actual capital structure.
T | Tax effect of permanent differences captures the differences in the income taxes due under the Federal and State calculations that are not the result of timing differeneces. Transmission balances for the projected or actual period, will be filed and posted as part of the informational filing.
U | Cash investment in prepaid pension and benefits recorded in FERC Account 165 is permitted to be included in the formula. A labor expense allocation factor will be used to allocate total company costs. All other prepayments recorded in FERC Account 165 are directly assigned to the transmission function, allocated or excludable balances detailed on Worksheet C.
V | The formula rate shall allocate property tax expense based on the as filed net plant cost allocation method detailed on Worksheet H.
W | AEP Transmission Companies will record depreciation expense using composites of the depreciation rates shown on Worksheet P which rates will not be changed absent a Section 205 or 206 filing at FERC to seek a change in depreciation rates. No other changes to the formula rate may be included in that filing.
X | Under Section 30.9 of the PJM OATT, a network customer that owns existing transmission facilities that are integrated with the Transmission Provider's Transmission System may be eligible to receive consideration either through a billing credit or some other mechanism. Calculation of any credit under this subsection, pursuant to approval by FERC for inclusion in this formula rate for collection on behalf of the network customer, shall be addressed in either the Network Customer's Service Agreement or any other agreement between the parties.

## WS A - RB Support
AEPTCo subsidiaries in PJM | AEPTCo subsidiaries in PJM | AEPTCo subsidiaries in PJM | AEPTCo subsidiaries in PJM | AEPTCo subsidiaries in PJM | AEPTCo subsidiaries in PJM | AEPTCo subsidiaries in PJM
Cost of Service Formula Rate Using Actual/Projected FF1 Balances
Worksheet A Supporting Plant Balances
AEP WEST VIRGINIA TRANSMISSION COMPANY
|  | (A) | (B) | (C) | (D) | (E)
Line |  |  |  | Balance @ December 31, 2017 | Balance @ December 31, 2016 | Average Balance for 2017
Number |  | Rate Base Item & Supporting Balance | Source of Data
NOTE: Functional ARO investment and accumulated depreciation balances shown below are included in the total functional balances shown here.
NOTE: The ratebase should not include the unamoritzed balance of hedging gains or losses.
Plant Investment Balances
1 |  | Line Deliberately Left Blank
2 |  | Line Deliberately Left Blank
3 |  | Transmission Plant In Service | FF1, page 207 Col.(g) & pg. 206 Col. (b), ln 58 | 714170510 | 563815338 | 638992924
4 |  | Transmission Asset Retirement Obligation | FF1, page 207 Col.(g) & pg. 206 Col. (b), ln 57 | 0 | 0 | 0
5 |  | Line Deliberately Left Blank
6 |  | Line Deliberately Left Blank
7 |  | General Plant In Service | FF1, page 207 Col.(g) & pg. 206 Col. (b), ln 99 | 0 | 0 | 0
8 |  | General Asset Retirement Obligation | FF1, page 207 Col.(g) & pg. 206 Col. (b), ln 98 | 0 | 0 | 0
9 |  | Intangible Plant In Service | FF1, page 205 Col.(g) & pg. 204 Col. (b), ln 5 | 1829050 | 1829050 | 1829050
10 |  | Total Property Investment Balance | (Sum of Lines: 3, 7, 9) | 715999560 | 565644388 | 640821974
11 |  | Total ARO Balance (included in total on line 10) | (Sum of Lines: 4, 8) | 0 | 0 | 0
Accumulated Depreciation & Amortization Balances
12 |  | Line Deliberately Left Blank
13 |  | Line Deliberately Left Blank
14 |  | Transmission Accumulated Depreciation | FF1, page 219, ln 25, Col. (b) | 17935040 | 8448945 | 13191992.5
15 |  | Transmission ARO Accumulated Depreciation | Company Records - Note 1 | 0 | 0 | 0
16 |  | Line Deliberately Left Blank
17 |  | Line Deliberately Left Blank
18 |  | General Accumulated Depreciation | FF1, page 219, ln 28, Col. (b) | 0 | 0 | 0
19 |  | General ARO Accumulated Depreciation | Company Records - Note 1 | 0 | 0 | 0
20 |  | Intangible Accumulated Amortization | FF1, page 200, ln 21, Col. (b) | 779382 | 413572 | 596477
21 |  | Total Accumulated Depreciation or Amortization | (Sum of Lines: 14, 18, 20) | 18714422 | 8862517 | 13788469.5
22 |  | Total ARO Balance (included in total on line 21) | (Sum of Lines: 15, 19) | 0 | 0 | 0
Generation Step-Up Units
23 |  | GSU Investment Amount | Company Records - Note 1 | 0 | 0 | 0
24 |  | GSU Accumulated Depreciation | Company Records - Note 1 | 0 | 0 | 0
25 |  | GSU Net Balance | (Line 23 - Line 24) | 0 | 0 | 0
Transmission Accumulated Depreciation Net of GSU Accumulated Depreciation
26 |  | Transmission Accumulated Depreciation | (Line 14 Above) | 17935040 | 8448945 | 13191992.5
27 |  | Less: GSU Accumulated Depreciation | (Line 24 Above) | 0 | 0 | 0
28 |  | Subtotal of Transmission Net of GSU | (Line 26 - Line 27) | 17935040 | 8448945 | 13191992.5
Plant Held For Future Use
29 |  | Plant Held For Future Use | FF1, page 214, ln 47, Col. (d) | 0 | 0 | 0
30 |  | Transmission Plant Held For Future | Company Records - Note 1 | 0 | 0 | 0
Regulatory Assets and Liabilities Approved for Recovery In Ratebase
Note: Regulatory Assets & Liabilities can only be included in ratebase pursuant to a 205 filing with the FERC.
31 |  | Beginning Balance of Regulatory Asset (Note 1) |  | 0 | 13489 | 6744.5
32 |  | Amortization in Months |  | 0 | 6 | 3
33 |  | Monthly Amortization | (line 32 / line 33) | 0 | 2248.1667 | 1124.0833
34 |  | Months in to be amortized |  | 0 | 6 | 3
35 |  | Amortization Expense in 2017 | (line 34 X line 35) | 0 | 13489 | 6744.5
36 |  | Months in 2017 to be amortized | (line 32 - line 36) | 0 | 0 | 0
37 |  | Amortization Expense in 2017 | (line 32 + line 36)/2 | 0 | 0 | 0
38 |  | Ending Balance of Regulatory Asset |  | 0 | 0 | 0
39 |  | Average Balance of Regulatory Asset |  | 0 | 6744.5 | 3372.25
40 |  | Unamortized Balance of Regulatory Asset at YE |  | 0 | 0 | 0
41 |  | Total Regulatory Deferrals Included in Ratebase (Note 1) |  | 0 | 0 | 0
NOTE 1 | On this worksheet, "Company Records" refers to AEP's property accounting ledger.

## WS B ADIT & ITC
AEPTCo subsidiaries in PJM | AEPTCo subsidiaries in PJM | AEPTCo subsidiaries in PJM | AEPTCo subsidiaries in PJM | AEPTCo subsidiaries in PJM | AEPTCo subsidiaries in PJM | AEPTCo subsidiaries in PJM | AEPTCo subsidiaries in PJM | AEPTCo subsidiaries in PJM
Cost of Service Formula Rate Using Actual/Projected FF1 Balances
Worksheet B Supporting ADIT and ITC Balances
AEP WEST VIRGINIA TRANSMISSION COMPANY
|  | (A) | (B) | (C) |  | (D) |  | (E)
Line |  |  |  | Balance @ December 31, 2017 |  | Balance @ December 31, 2016 |  | Average Balance for 2017
Number |  | Description | Source
1 |  | Account 281
2 |  | Year End Utility Deferrals | FF1, p. 272 - 273, ln 8, Col. (k) | 0 |  | 0 |  | 0
3 |  | Less: ARO Related Deferrals | Company Records - Note 1 | 0 |  | 0 |  | 0
4 |  | Less: Other Excluded Deferrals | Company Records - Note 1 | 0 |  | 0 |  | 0
5 |  | Transmission Related Deferrals | Ln 2 - ln 3 - ln 4 | 0 |  | 0 |  | 0
6 |  | Account 282
7 |  | Year End Utility Deferrals | FF1, p. 274 - 275, ln 5, Col. (k) | 148425467 |  | 112386833 |  | 130406150
8 |  | Less: ARO Related Deferrals | Company Records - Note 1 | 0 |  | 0 |  | 0
9 |  | Less: Other Excluded Deferrals | Company Records - Note 1 | 27840428.7795 |  | 8496404 |  | 18168416.3897
10 |  | Transmission Related Deferrals | Ln 7 - ln 8 - ln 9 | 120585038.2205 |  | 103890429 |  | 112237733.6103
11 |  | Account 283
12 |  | Year End Utility Deferrals | FF1, p. 276 - 277, ln 9, Col. (k) | 26187113 |  | 26187113 |  | 26187113
13 |  | Less: ARO Related Deferrals | Company Records - Note 1 | 0 |  | 0 |  | 0
14 |  | Less: Other Excluded Deferrals | Company Records - Note 1 | 4574987 |  | 4574987 |  | 4574987
15 |  | Transmission Related Deferrals | Ln 12 - ln 13 - ln 14 | 21612126 |  | 21612126 |  | 21612126
16 |  | Account 190
17 |  | Year End Utility Deferrals | FF1, p. 234, ln 8, Col. (c) | 8091408 |  | 15888408 |  | 11989908
18 |  | Less: ARO Related Deferrals | Company Records - Note 1 | 0 |  | 0 |  | 0
19 |  | Less: Other Excluded Deferrals | Company Records - Note 1 | 203367 |  | 203367 |  | 203367
20 |  | Transmission Related Deferrals | Ln 17 - ln 18 - ln 19 | 7888041 |  | 15685041 |  | 11786541
21 |  | Account 255
22 |  | Year End ITC Balances | FF1, p. 266-267, ln 8, Col. (h) | 0 |  | 0 |  | 0
23 |  | Less: Balances Not Qualified for Ratebase | Company Records - Note 1 | 0 |  | 0 |  | 0
24 |  | ITC Balances Includeable in Ratebase | Ln 22 - ln 23 | 0 |  | 0 |  | 0
25 |  | Transmission Related Deferrals | Company Records - Note 1 | 0 |  | 0 |  | 0
NOTE 1 |  | On this worksheet, "Company Records" refers to AEP's tax accounting ledger.
Projected ending balances reflect proration required by IRS Letter Rule Section I.I67(I)-I(h)(6)(ii).
NOTE 2 | ADIT balances should exclude balances related to hedging activity.

## WS C - Working Capital
AEPTCo subsidiaries in PJM | AEPTCo subsidiaries in PJM | AEPTCo subsidiaries in PJM | AEPTCo subsidiaries in PJM | AEPTCo subsidiaries in PJM | AEPTCo subsidiaries in PJM | AEPTCo subsidiaries in PJM | AEPTCo subsidiaries in PJM | AEPTCo subsidiaries in PJM | AEPTCo subsidiaries in PJM | AEPTCo subsidiaries in PJM | AEPTCo subsidiaries in PJM
Cost of Service Formula Rate Using Actual/Projected FF1 Balances
Worksheet C Supporting Working Capital Rate Base Adjustments
AEP WEST VIRGINIA TRANSMISSION COMPANY
| (A) | (B) | ( C ) | (D) |  | (E) |  | (F) | (G) | (H) | (I)
Materials & Supplies
Line |  |  |  | Balance @ December 31, 2017 |  | Balance @ December 31, 2016 |  | Average Balance for 2017
Number |  |  | Source
1
2 |  | Transmission Materials & Supplies | FF1, p. 227, ln 8, Col. (c) & (b) | 1509518 |  | 1509518 |  | 1509518
3 |  | General Materials & Supplies | FF1, p. 227, ln 11, Col. (c) & (b) | 0 |  | 0 |  | 0
4 |  | Stores Expense (Undistributed) | FF1, p. 227, ln 16, Col. (c) & (b) | 0 |  | 0 |  | 0
Prepayment Balance Summary
[6 empty] | 100% |  | Transmission | Transmission | Total Included
|  |  | Average of | Excludable |  | Transmission |  | Plant | Labor | in Ratebase
5 |  |  | YE Balance | Balances |  | Related |  | Related | Related | (E)+(F)+(G)
6 |  | Totals as of December 31, 2017 | 637399 | 0 |  | 0 |  | 17787 | 619612.6013 | 637399
7 |  | Totals as of December 31, 2016 | 637399 | 0 |  | 0 |  | 17787 | 619612.6013 | 637399
8 |  | Average Balance | 637399 | 0 |  | 0 |  | 17787 | 619612.6013 | 637399
Prepayments Account 165 - Balance @ 12/31/2017
[6 empty] | 100% |  | Transmission | Transmission | Total Included
|  |  | 2017 | Excludable |  | Transmission |  | Plant | Labor | in Ratebase
9 | Acc. No. | Description | YE Balance | Balances |  | Related |  | Related | Related | (E)+(F)+(G) | Explanation
10 | 1650001 | Prepaid Insurance | 10307.8976 | 0 |  |  |  | 10307.8976 |  | 10307.8976 | Plant related insurance policies
11 | 165000214 | Prepaid Taxes | 0 | 0 |  |  |  | 0 |  | 0
12 | 1650003 | Prepaid Rents | 0 | 0 |  |  |  | 0 |  | 0
13 | 1650004 | Prepaid Interest | 0 | 0 |  |  |  | 0 |  | 0
14 | 1650005 | Prepaid Employee Benefits | 0 | 0 |  |  |  | 0 |  | 0
15 | 1650006 | Other Prepayments | 0 | 0 |  |  |  | 0 |  | 0
16 | 1650009 | Prepaid Carry Cost-Factored AR | 0 | 0 |  |  |  | 0 |  | 0
17 | 1650010 | Prepaid Pension Benefits | 0 | 0 |  |  |  | 0 |  | 0
18 | 1650014 | FAS 158 Qual Contra Asset | 0 | 0 |  |  |  | 0 |  | 0
19 | 1650016 | FAS 112 ASSETS | 0 | 0 |  |  |  | 0 |  | 0
20 | 1650021 | Prepaid Insurance - EIS | 6257.4489 | 0 |  |  |  | 6257.4489 |  | 6257.4489 | Plant related insurance policies
21 | 1650023 | Prepaid Lease | 1221.3453 | 0 |  |  |  | 1221.3453 | 0 | 1221.3453 | Prepaid lease
22 | 1650031 | Prepaid OCIP Work Comp | 125961.9031 | 0 |  |  |  |  | 125961.9031 | 125961.9031 | Labor related Workers' Compensation
23 | 1650032 | Prepaid OCIP Work Comp LT | 165767.9189 | 0 |  |  |  |  | 165767.9189 | 165767.9189 | Labor related Workers' Compensation
24 | 1650033 | Prepaid OCIP Work Comp - Aff | 150441.0421 | 0 |  |  |  |  | 150441.0421 | 150441.0421 | Labor related Workers' Compensation
25 | 1650034 | Prepaid OCIP Work Comp LT- Aff | 177441.7372 | [5 empty] | 177441.7372 | 177441.7372 | Labor related Workers' Compensation
|  | Subtotal - Form 1, p 111.57.c | 637399.2931 | 0 |  | 0 |  | 17786.6919 | 619612.6013 | 637399.2931
Prepayments Account 165 - Balance @ 12/31/ 2016
[6 empty] | 100% |  | Transmission | Transmission | Total Included
|  |  | 2016 | Excludable |  | Transmission |  | Plant | Labor | in Ratebase
26 | Acc. No. | Description | YE Balance | Balances |  | Related |  | Related | Related | (E)+(F)+(G) | Explanation
27 | 1650001 | Prepaid Insurance | 10307.8976 |  |  |  |  | 10307.8976 |  | 10307.8976 | Plant related insurance policies
28 | 165000214 | Prepaid Taxes | 0 | 0 |  |  |  | 0 |  | 0
29 | 1650003 | Prepaid Rents | 0 | 0 |  |  |  | 0 |  | 0
30 | 1650004 | Prepaid Interest | 0 | 0 | [5 empty] | 0
31 | 1650005 | Prepaid Employee Benefits | 0 | 0 | [5 empty] | 0
32 | 1650006 | Other Prepayments | 0 | 0 | [5 empty] | 0
33 | 1650009 | Prepaid Carry Cost-Factored AR | 0 | 0 | [5 empty] | 0
34 | 1650010 | Prepaid Pension Benefits | 0 | 0 | [5 empty] | 0
35 | 1650014 | FAS 158 Qual Contra Asset | 0 | [6 empty] | 0
34 | 1650016 | FAS 112 ASSETS | 0 | 0 | [5 empty] | 0
35 | 1650021 | Prepaid Insurance - EIS | 6257.4489 | 0 |  |  |  | 6257.4489 |  | 6257.4489 | Plant related insurance policies
36 | 1650023 | Prepaid Lease | 1221.3453 | 0 |  |  |  | 1221.3453 | 0 | 1221.3453 | Prepaid lease
37 | 1650031 | Prepaid OCIP Work Comp | 125961.9031 | 0 |  |  |  |  | 125961.9031 | 125961.9031 | Labor related Workers' Compensation
38 | 1650032 | Prepaid OCIP Work Comp LT | 165767.9189 | 0 |  |  |  |  | 165767.9189 | 165767.9189 | Labor related Workers' Compensation
39 | 1650033 | Prepaid OCIP Work Comp - Aff | 150441.0421 | 0 |  |  |  |  | 150441.0421 | 150441.0421 | Labor related Workers' Compensation
40 | 1650034 | Prepaid OCIP Work Comp LT- Aff | 177441.7372 | [5 empty] | 177441.7372 | 177441.7372 | Labor related Workers' Compensation
|  | Subtotal - Form 1, p 111.57.c | 637399.2931 | 0 |  | 0 |  | 17786.6919 | 619612.6013 | 637399.2931

## WS D IPP Credits
AEPTCo subsidiaries in PJM | AEPTCo subsidiaries in PJM | AEPTCo subsidiaries in PJM | AEPTCo subsidiaries in PJM | AEPTCo subsidiaries in PJM
Cost of Service Formula Rate Using Actual/Projected FF1 Balances
Worksheet D Supporting IPP Credits
AEP WEST VIRGINIA TRANSMISSION COMPANY
Line | (A) | (B)
Number | Description | 2017
1 | Net Funds from IPP Customers 12/31/2016 (2017 FORM 1, P269, line 24.b) | 0
2 | Interest Expense (Company Records - Note 1) | 0
3 | Revenue Credits to Generators (Company Records - Note 1) | 0
4 | Other Adjustments
5 | Accounting Adjustment (Company Records - Note 1) | 0
6 |  | 0
7 | Net Funds from IPP Customers 12/31/2017 (2017 FORM 1, P269, line 24.f) | 0
8 | Average Balance for Year as Indicated in Column ((ln 1 + ln 7)/2) | 0
Note 1 | On this worksheet Company Records refers to AEP WEST VIRGINIA TRANSMISSION COMPANY's general ledger.

## WS E Rev Credits
AEPTCo subsidiaries in PJM | AEPTCo subsidiaries in PJM | AEPTCo subsidiaries in PJM | AEPTCo subsidiaries in PJM | AEPTCo subsidiaries in PJM | AEPTCo subsidiaries in PJM | AEPTCo subsidiaries in PJM | AEPTCo subsidiaries in PJM | AEPTCo subsidiaries in PJM | AEPTCo subsidiaries in PJM | AEPTCo subsidiaries in PJM
Cost of Service Formula Rate Using Actual/Projected FF1 Balances
Worksheet E Supporting Revenue Credits
AEP WEST VIRGINIA TRANSMISSION COMPANY
Line | [7 empty] | Total | Non-
Number | Description | [6 empty] | Company | Transmission | Transmission
1 | Account 450, Forfeited Discounts (FF1 p.300.16.(b); Company Records - Note 1) | [6 empty] | 0 | 0 | 0
2 | Account 451,Miscellaneous Service Revenues (FF1 p.300.17.(b); Company Records - Note 1) | [6 empty] | 0 | 0 | 0
3 | Account 454, Rent from Electric Property (FF1 p.300.19.(b); Company Records - Note 1) | [6 empty] | 0 | 0 | 0
4 | Account 4560015, Associated Business Development - (Company Records - Note 1) | [6 empty] | 0 | 0 | 0
5 | Account 456 - Other Electric Revenues - (Company Records - Note 1) | [6 empty] | 61490400 | 61490400 | 0
6 | Subtotal - Other Operating Revenues (Company Total equals (FF1 p. 300.26.(b)) | [6 empty] | 61490400 | 61490400 | 0
7 | Accounts 4470004 & 5, Revenues from Grandfathered Transmission Contracts - (Company Records - Note 1) | [6 empty] | 0 | 0 | 0
8 | Total Other Operating Revenues To Reduce Revenue Requirement | [6 empty] | 61490400 | 61490400 | 0
9 | Facility Credits under PJM OATT Section 30.9 | [8 empty] | 0
Note 1 | The total company data on this worksheet comes from the indicated FF1 source, or AEP WEST VIRGINIA TRANSMISSION COMPANY's general ledger. The functional amounts identified as transmission revenue also come from the general ledger.

## WS F Misc Exp
AEPTCo subsidiaries in PJM | AEPTCo subsidiaries in PJM | AEPTCo subsidiaries in PJM | AEPTCo subsidiaries in PJM | AEPTCo subsidiaries in PJM | AEPTCo subsidiaries in PJM | AEPTCo subsidiaries in PJM
Cost of Service Formula Rate Using Actual/Projected FF1 Balances
Worksheet F Supporting Allocation of Specific O&M or A&G Expenses
AEP WEST VIRGINIA TRANSMISSION COMPANY
| (A) | (B) | (C) | (D) | (E) | (F)
100%
Line |  |  | 2017 | 100% | Transmission
Number | Item No. | Description | Expense | Non-Transmission | Specific | Explanation
Regulatory O&M Deferrals & Amortizations
1 | 5700005 | Maint Station-Reliability-Df | 0
2
3
4 |  | Total | 0
Detail of Account 561 Per FERC Form 1
5 | FF1 p 321.84.b | 561 - Load Dispatching | 344410
6 | FF1 p 321.85.b | 561.1 - Load Dispatch - Reliability | 0
7 | FF1 p 321.86.b | 561.2 - Load Dispatch - Monitor & Operate Trans System | 0
8 | FF1 p 321.87.b | 561.3 - Load Dispatch - Trans Service & Scheduling | 0
9 | FF1 p 321.88.b | 561.4 - Scheduling, System Control & Dispatch | 0
10 | FF1 p 321.89.b | 561.5 - Reliability, Planning and Standards Development | 0
11 | FF1 p 321.90.b | 561.6 - Transmission Service Studies | 0
12 | FF1 p 321.91.b | 561.7 - Generation Interconnection Studies | 0
13 | FF1 p 321.92.b | 561.8 - Reliability, Planning and Standards Development Services | 0
14 |  | Total of Account 561 | 344410
Account 928
15 | 9280000 | Regulatory Commission Exp | 0 | 0 | 0
16 | 9280001 | Regulatory Commission Exp-Adm | 0 | 0 | 0
17 | 9280002 | Regulatory Commission Exp-Case | 0 | 0 | 0
18 | 9280003 | Regulatory Commission Exp-Case | 0 | 0 | 0
19 | 9280004 | Regulatory Commission Exp-Case | 0 | 0 | 0
20 | 9280005 | Regulatory Commission Exp-Case | 0 | 0 | 0
21 |  | Total | 0 | 0 | 0
Account 930.1
22 | 9301000 | General Advertising Expenses | 0 | 0 | 0
23 | 9301001 | Newspaper Advertising Space | 0 | 0 | 0
24 | 9301002 | Radio Station Advertising Time | 0 | 0 | 0
25 | 9301003 | TV Station Advertising Time | 0 | 0 | 0
26 | 9301004 | Newspaper Advertising Prod Exp | 0 | 0
27 | 9301005 | Radio &TV Advertising Prod Exp | 0 | 0 | 0
28 | 9301006 | Spec Corporate Comm Info Proj | 0 | 0 | 0
29 | 9301007 | Special Adv Space & Prod Exp | 0 | 0 | 0
30 | 9301008 | Direct Mail and Handouts | 0 | 0 | 0
31 | 9301009 | Fairs, Shows, and Exhibits | 0 | 0 | 0
32 | 9301010 | Publicity | 0 | 0 | 0
33 | 9301011 | Dedications, Tours, & Openings | 0 | 0 | 0
34 | 9301012 | Public Opinion Surveys | 0 | 0 | 0
35 | 9301013 | Movies Slide Films & Speeches | 0 | 0 | 0
36 | 9301014 | Video Communications | 0 | 0 | 0
37 | 9301015 | Other Corporate Comm Exp | 0 | 0 | 0
38 |  | Total | 0 | 0 | 0
Account 930.2
39 | 9302000 | Misc General Expenses | 14763 | 14763 | 0
40 | 9302003 | Corporate & Fiscal Expenses | 0 | 0 | 0
41 | 9302004 | Research, Develop&Demonstr Exp | 0 | 0 | 0
42 | 9302007 | Assoc Business Development Exp | 3818 | 0 | 3818
43 |  | Total | 18581 | 14763 | 3818

## WS G State Tax Rate
AEPTCo subsidiaries in PJM | AEPTCo subsidiaries in PJM | AEPTCo subsidiaries in PJM | AEPTCo subsidiaries in PJM | AEPTCo subsidiaries in PJM | AEPTCo subsidiaries in PJM | AEPTCo subsidiaries in PJM | AEPTCo subsidiaries in PJM
Cost of Service Formula Rate Using Actual/Projected FF1 Balances
Worksheet G Supporting - Development of Composite State Income Tax Rate
AEP WEST VIRGINIA TRANSMISSION COMPANY
1 | West Virginia Excise Tax Rate |  |  | 6.5%
| Apportionment Factor - Note 1 |  |  | 100%
| Effective State Tax Rate |  |  |  | 6.5%
2 | ________ Tax Rate |  |  | 0%
| Apportionment Factor - Note 1 |  |  | 0%
| Effective State Tax Rate |  |  |  | 0%
3 | ________ Tax Rate |  |  | 0%
| Apportionment Factor - Note 1 |  |  | 0%
| Effective State Tax Rate |  |  |  | 0%
4 | ________ Tax Rate |  |  | 0%
| Apportionment Factor - Note 1 |  |  | 0%
| Effective State Tax Rate |  |  |  | 0%
5 | ________ Tax Rate |  |  | 0%
| Apportionment Factor - Note 1 |  |  | 0%
| Effective State Tax Rate |  |  |  | 0%
| Total Effective State Income Tax Rate |  |  |  | 6.5%
Note 1 | Apportionment Factors are determined as part of the Company's annual tax return for that jurisdiction.
N

## WS H-p1 Other Taxes
AEPTCo subsidiaries in PJM | AEPTCo subsidiaries in PJM | AEPTCo subsidiaries in PJM | AEPTCo subsidiaries in PJM | AEPTCo subsidiaries in PJM | AEPTCo subsidiaries in PJM | AEPTCo subsidiaries in PJM | AEPTCo subsidiaries in PJM | AEPTCo subsidiaries in PJM | AEPTCo subsidiaries in PJM | AEPTCo subsidiaries in PJM | AEPTCo subsidiaries in PJM | AEPTCo subsidiaries in PJM
Cost of Service Formula Rate Using Actual/Projected FF1 Balances
Worksheet H page 1 Supporting Taxes Other than Income
AEP WEST VIRGINIA TRANSMISSION COMPANY
|  | (A) |  | (B) |  | (C) |  | (D) |  | (E) |  | (F)
Line |  |  |  | Total
No. |  | Account |  | Company |  | Property |  | Labor |  | Other |  | Non-Allocable
NOTE 1
1 |  | Revenue Taxes
2 |  | Gross Receipts Tax |  | 0 | [7 empty] | 0
3 |  | Real Estate and Personal Property Taxes
4 |  | Real and Personal Property - West Virginia |  | 3099407 |  | 3099407
5 |  | Real and Personal Property - Virginia |  | 0 |  | 0
6 |  | Real and Personal Property - Tennessee |  | 0 |  | 0
7 |  | Real and Personal Property - Other Jurisdictions |  | 0 |  | 0
8 |  | Payroll Taxes
9 |  | Federal Insurance Contribution (FICA ) |  | 0 |  |  |  | 0
10 |  | Federal Unemployment Tax |  | 0 |  |  |  | 0
11 |  | State Unemployment Insurance |  | 0 |  |  |  | 0
12 |  | Line Deliberately Left Blank
13 |  | State Severance Taxes |  | 0 | [7 empty] | 0
14 |  | Miscellaneous Taxes
15 |  | State Business & Occupation Tax |  | 0 | [7 empty] | 0
16 |  | State Public Service Commission Fees |  | 0 | [5 empty] | 0
17 |  | State Franchise Taxes |  | 0 | [5 empty] | 0
18 |  | State Lic/Registration Fee |  | 0 | [5 empty] | 0
19 |  | Misc. State and Local Tax |  | 0 | [5 empty] | 0
20 |  | Sales & Use |  | 0 | [7 empty] | 0
21 |  | Federal Excise Tax |  | 0 | [7 empty] | 0
22 |  | Michigan Single Business Tax |  | 0 | [7 empty] | 0
23 |  | Total Taxes by Allocable Basis |  | 3099407 |  | 3099407 |  | 0 |  | 0 |  | 0
(Total Company Amount Ties to FFI p.114, Ln 14,(c))
NOTE 1: The detail of each total company number and its source in the FERC Form 1 is shown on WS H-1.
Functional Property Tax Allocation
|  |  |  | Lines 24-58 Column (B) Deliberately Left Blank |  | Transmission |  | Lines 24-58 Column (D) Deliberately Left Blank |  | General |  | Total
24 |  | Functionalized Net Plant (TCOS, Lns 48 thru 58) |  | 0 |  | 625800931.5 |  | 0 |  | 0 |  | 625800931.5
WEST VIRGINIA JURISDICTION
25 |  | Percentage of Plant in WEST VIRGINIA JURISDICTION
26 |  | Net Plant in WEST VIRGINIA JURISDICTION (Ln 24 * Ln 25) |  | 0 |  | 0 |  | 0 |  | 0 |  | 0
27 |  | Less: Net Value of Exempted Generation Plant
28 |  | Taxable Property Basis (Ln 26 - Ln 27) |  | 0 |  | 0 |  | 0 |  | 0 |  | 0
29 |  | Relative Valuation Factor | [9 empty] | 0
30 |  | Weighted Net Plant (Ln 28 * Ln 29) |  | 0 |  | 0 |  | 0 |  | 0
31 |  | General Plant Allocator (Ln 30 / (Total - General Plant)) |  | 0% |  | 100% |  | 0% |  | -100%
32 |  | Functionalized General Plant (Ln 31 * General Plant) |  | 0 |  | 0 |  | 0 |  | 0 |  | 0
33 |  | Weighted WEST VIRGINIA JURISDICTION Plant (Ln 30 + 32) |  | 0 |  | 0 |  | 0 |  | 0 |  | 0
34 |  | Functional Percentage (Ln 33/Total Ln 33) |  | 0% |  | 100% |  | 0%
35 |  | Functionalized Expense in WEST VIRGINIA JURISDICTION |  | 0 |  | 3099407 |  | 0 |  |  |  | 3099407
____________ JURISDICTION
36 |  | Net Plant in ____________ JURISDICTION (Ln 24 - Ln 26) |  | 0 |  | 625800931.5 |  | 0 |  | 0 |  | 625800931.5
37 |  | Less: Net Value Exempted Generation Plant
38 |  | Taxable Property Basis |  | 0 |  | 625800931.5 |  | 0 |  | 0 |  | 625800931.5
39 |  | Relative Valuation Factor
40 |  | Weighted Net Plant (Ln 38 * Ln 39) |  | 0 |  | 0 |  | 0 |  | 0
41 |  | General Plant Allocator (Ln 40 / (Total - General Plant) |  | 0% |  | 100% |  | 0% |  | -100%
42 |  | Functionalized General Plant (Ln 42 * General Plant) |  | 0 |  | 0 |  | 0 |  | 0
43 |  | Weighted ____________ JURISDICTION Plant (Ln 40 + 42) |  | 0 |  | 0 |  | 0 |  | 0 |  | 0
44 |  | Functional Percentage (Ln 43/Total Ln 43) |  | 0% |  | 100% |  | 0%
45 |  | Functionalized Expense in ____________ JURISDICTION |  | 0 |  | 0 |  | 0 |  |  |  | 0
46 |  | Total Other Jurisdictions: (Line 7 * Net Plant Allocator) |  |  |  | 0 | [5 empty] | 0
47 |  | Total Func. Property Taxes (Sum Lns 35, 45, 46) |  | 0 |  | 3099407 |  | 0 |  |  |  | 3099407
#REF!

## WS H-p2 Detail of Tax Amts
AEPTCo subsidiaries in PJM | AEPTCo subsidiaries in PJM | AEPTCo subsidiaries in PJM | AEPTCo subsidiaries in PJM | AEPTCo subsidiaries in PJM
Cost of Service Formula Rate Using Actual/Projected FF1 Balances
Worksheet H page 2 Form 1 Source Reference of Company Amounts on WS H
AEP WEST VIRGINIA TRANSMISSION COMPANY
|  | (A) |  | (B) | (C) | (D)
Line |  |  |  | Total | FERC FORM 1
No. |  | Annual Tax Expenses by Type (Note 1) |  | Company | Tie-Back | FERC FORM 1 Reference
1 |  | Revenue Taxes
2 |  | Gross Receipts Tax |  | 0
P.263.1 ln 7 (i)
P.263.2 ln 3 (i)
P.263.2 ln 4 (i)
3 |  | Real Estate and Personal Property Taxes
4 |  | Real and Personal Property - West Virginia |  | 3099407
[5 empty] | 3099407 | P.263 ln 34 (i)
[5 empty] | 0 | P.263 ln 35 (i)
[5 empty] | 0 | P.263 ln 38 (i)
P.263 ln 39 (i)
P.263.1 ln 2 (i)
P.263.1 ln 3 (i)
5 |  | Real and Personal Property - Virginia |  | 0
[5 empty] | 0 | P.263.2 ln 21 (i)
[5 empty] | 0 | P.263.2 ln 22 (i)
P.263.2 ln 24 (i)
P.263.2 ln 25 (i)
P.263.2 ln 26 (i)
P.263.2 ln 27 (i)
6 |  | Real and Personal Property - Tennessee |  | 0
P.263.3 ln 3 (i)
P.263.3 ln 4 (i)
7 |  | Real and Personal Property - Other Jurisdictions |  | 0
P.263.4 ln 12 (i)
8 |  | Payroll Taxes
9 |  | Federal Insurance Contribution (FICA ) |  | 0
P.263 ln 6 (i)
10 |  | Federal Unemployment Tax |  | 0
P.263 ln 9 (i)
11 |  | State Unemployment Insurance |  | 0
P.263.1 ln 23 (i)
P.263.2 ln 33 (i)
P.263.3 ln 16 (i)
12 |  | Line Left Deliberately Blank
13 |  | State Severance Taxes |  | 0
14 |  | Miscellaneous Taxes
15 |  | State Business & Occupation Tax |  | 0
P.263 ln 21 (i)
P.263 ln 22 (i)
16 |  | State Public Service Commission Fees |  | 0
P.263 ln 26 (i)
P.263 ln 27 (i)
P.263.3 ln 20 (i)
17 |  | State Franchise Taxes |  | 0
P.263 ln 12 (i)
P.263 ln 13 (i)
P.263.1 ln 34 (i)
P.263.2 ln 10 (i)
P.263.2 ln 11 (i)
P.263.2 ln 38 (i)
P.263.2 ln 39 (i)
P.263.3 ln 27 (i)
P.263.3 ln 28 (i)
P.263.4 ln 20 (i)
P.263.4 ln 27 (i)
18 |  | State Lic/Registration Fee |  | 0
P.263.1 ln 15 (i)
P.263.2 ln 13 (i)
P.263.3 ln 8 (i)
P.263.4 ln 21 (i)
19 |  | Misc. State and Local Tax |  | 0
P.263.1 ln 12 (i)
20 |  | Sales & Use |  | 0
[5 empty] | 0 | P.263 ln 16 (i)
P.263 ln 31(i)
P.263.2 ln 16 (i)
P.263.2 ln 17 (i)
P.263.3 ln 21 (i)
21 |  | Federal Excise Tax |  | 0
P.263 ln 13 (i)
P.263 ln 14 (i)
22 |  | Michigan Single Business Tax |  | 0
23 |  | Total Taxes by Allocable Basis |  | 3099407 | 3099407
(Total Company Amount Ties to FFI p.114, Ln 14,(c))
Note 1: The taxes assessed on each transmission company can differ from year to year and between transmission companies by both the type of taxes and the states in which they were assessed. Therefore, for each company, the types and jurisdictions of tax expense recorded on this page could differ from the same page in the same company's prior year template or from this page in other transmission companies' current year templates. For each update, this sheet will be revised to ensure that the total activity recorded hereon equals the total reported in account 408.1 on P. 114, Ln 14 of the Ferc Form 1.

## WS I RESERVED
AEPTCo subsidiaries in PJM | AEPTCo subsidiaries in PJM | AEPTCo subsidiaries in PJM | AEPTCo subsidiaries in PJM | AEPTCo subsidiaries in PJM | AEPTCo subsidiaries in PJM | AEPTCo subsidiaries in PJM | AEPTCo subsidiaries in PJM | AEPTCo subsidiaries in PJM | AEPTCo subsidiaries in PJM
Cost of Service Formula Rate Using Actual/Projected FF1 Balances
Worksheet I RESERVED
AEP WEST VIRGINIA TRANSMISSION COMPANY
Reserved for Future Use

## WS J PROJECTED RTEP RR
AEPTCo subsidiaries in PJM | AEPTCo subsidiaries in PJM | AEPTCo subsidiaries in PJM | AEPTCo subsidiaries in PJM | AEPTCo subsidiaries in PJM | AEPTCo subsidiaries in PJM | AEPTCo subsidiaries in PJM | AEPTCo subsidiaries in PJM | AEPTCo subsidiaries in PJM | AEPTCo subsidiaries in PJM | AEPTCo subsidiaries in PJM | AEPTCo subsidiaries in PJM | AEPTCo subsidiaries in PJM | AEPTCo subsidiaries in PJM | AEPTCo subsidiaries in PJM
Cost of Service Formula Rate Using Actual/Projected FF1 Balances
Worksheet J Supporting Calculation of PROJECTED PJM RTEP Project Revenue Requirement Billed to Benefiting Zones
AEP WEST VIRGINIA TRANSMISSION COMPANY
[13 empty] | Page 1 of | 12 | 1
| I. | Calculate Return and Income Taxes with 0 basis point ROE increase for Projects Qualified for Regional Billing.
A. Determine 'R' with hypothetical 0 basis point increase in ROE for Identified Projects
|  | ROE w/o incentives (TCOS, ln 166) |  |  | 11.49%
|  | Project ROE Incentive Adder |  |  | 0
|  | ROE with additional 0 basis point incentive |  |  | 11.49%
Determine R ( cost of long term debt, cost of preferred stock and equity percentage is from the TCOS, lns 164 through 166)
|  |  | % | Cost | Weighted cost
|  | Long Term Debt | 0% | 0% | 0%
|  | Preferred Stock | 0% | 0% | 0% |  |  |  |  | SUMMARY OF PROJECTED ANNUAL RTEP REVENUE REQUIREMENTS
|  | Common Stock | 100% | 11.49% | 11.49%
|  |  |  | R = | 11.49% | [6 empty] | Rev Require | W Incentives | Incentive Amounts
|  | B. Determine Return using 'R' with hypothetical 0 basis point ROE increase for Identified Projects. | [7 empty] | PROJECTED YEAR | 2017 | 46290172.7921 | 46290172.7921 | 0
|  | Rate Base (TCOS, ln 79) |  |  | 508088162.833
|  | R (from A. above) |  |  | 11.49%
|  | Return (Rate Base x R) |  |  | 58379329.9095
C. Determine Income Taxes using Return with hypothetical 0 basis point ROE increase for Identified Projects.
|  | Return (from B. above) |  |  | 58379329.9095
|  | Effective Tax Rate (TCOS, ln 125) |  |  | 0%
|  | Income Tax Calculation (Return x CIT) |  |  | 0
|  | ITC Adjustment |  |  | 0
|  | Excess Deferred Income Tax |  |  | 0
|  | Tax Affect of Permanent Differences |  |  | 107691.4441
|  | Income Taxes |  |  | 107691.4441
| II. | Calculate Net Plant Carrying Charge Rate (Fixed Charge Rate or FCR) with hypothetical 0
basis point ROE increase.
A. Determine Annual Revenue Requirement less return and Income Taxes.
|  | Annual Revenue Requirement (TCOS, ln 1) |  |  |  | 82517204.3032
|  | Lease Payments (TCOS, Ln 104) |  |  |  | 0
|  | Return (TCOS, ln 137) |  |  |  | 58379329.9095
|  | Income Taxes (TCOS, ln 136) |  |  |  | 107691.4441
|  | Annual Revenue Requirement, Less Return and Taxes |  |  |  | 24030182.9496
B. Determine Annual Revenue Requirement with hypothetical 0 basis point increase in ROE.
|  | Annual Revenue Requirement, Less Return and Taxes |  |  |  | 24030182.9496
|  | Return (from I.B. above) |  |  |  | 58379329.9095
|  | Income Taxes (from I.C. above) |  |  |  | 107691.4441
|  | Annual Revenue Requirement, with 0 Basis Point ROE increase |  |  |  | 82517204.3032
|  | Depreciation & Amortization (TCOS, ln 109) |  |  |  | 10509443
|  | Annual Rev. Req, w/0 Basis Point ROE increase, less Depreciation |  |  |  | 72007761.3032
C. Determine FCR with hypothetical 0 basis point ROE increase.
|  | Net Transmission Plant (Projected TCOS, ln 49) |  |  |  | 625800931.5
|  | Annual Revenue Requirement, with 0 Basis Point ROE increase |  |  |  | 82517204.3032
|  | FCR with 0 Basis Point increase in ROE |  |  |  | 13.19%
|  | Annual Rev. Req, w / 0 Basis Point ROE increase, less Dep. |  |  |  | 72007761.3032
|  | FCR with 0 Basis Point ROE increase, less Depreciation |  |  |  | 11.51%
|  | FCR less Depreciation (TCOS, ln 10) |  |  |  | 11.51%
|  | Incremental FCR with 0 Basis Point ROE increase, less Depreciation |  |  |  | 0%
| III. | Calculation of Composite Depreciation Rate
|  | Transmission Plant @ Beginning of Rate Year (2017) (P.206, ln 58,(b)): |  |  |  | 563815338
|  | Transmission Plant @ End of Rate Year (2017) (P.207, ln 58,(g)): |  |  |  | 714170510
|  | Subtotal |  |  |  | 1277985848
|  | Average Transmission Plant Balance for 2017 |  |  |  | 638992924
|  | Annual Depreciation and Amortization Expense (TCOS, ln 109) |  |  |  | 10509443
|  | Composite Depreciation Rate |  |  |  | 1.645% |  | Note 1: Until AEP WEST VIRGINIA TRANSMISSION COMPANY establishes Transmission plant in service the depreciation expense component of the carrying charge will be calculated as in the Operating Company formula approved in Docket No. ER08-1329. The calculation for AEP WEST VIRGINIA TRANSMISSION COMPANY is shown on Worksheet P.
|  | Depreciable Life for Composite Depreciation Rate |  |  |  | 60.8018
|  | Average Life in Whole Years |  |  |  | 61
AEP WEST VIRGINIA TRANSMISSION COMPANY Worksheet J - ATRR PROJECTED Calculation for PJM Projects Charged to Benefiting Zones | [12 empty] | Page 2 of | 12 | 1
| IV. | Determine the Revenue Requirement, and Additional Revenue Requirement for facilities receiving incentives.
A. Base Plan Facilities
|  | Facilities receiving incentives accepted by FERC in Docket No. |  |  |  |  | (e.g. ER05-925-000) |  |  | Current Projected Year ARR |  |  | 554833.208
[10 empty] | Current Projected Year ARR w/ Incentive |  |  | 554833.208
|  | Project Description: | RTEP ID: b1661 (Install a 765 kV circuit breaker at Wyoming station) | [6 empty] | Current Projected Year Incentive ARR |  |  | 0
Details
|  | Investment | 4383073 | Current Year |  |  |  | 2017 |  | CUMULATIVE HISTORY OF PROJECTED ANNUAL REVENUE REQUIREMENTS:
|  | Service Year (yyyy) | 2014 | ROE increase accepted by FERC (Basis Points) |  |  |  | 0 |  | CUMULATIVE HISTORY OF PROJECTED ANNUAL REVENUE REQUIREMENTS:
|  | Service Month (1-12) | 11 | FCR w/o incentives, less depreciation |  |  |  | 11.51% |  | INPUT PROJECTED ARR (WITH & WITHOUT INCENTIVES) FROM EACH PRIOR YEAR
|  | Useful life | 61 | FCR w/incentives approved for these facilities, less dep. |  |  |  | 11.51% |  | TEMPLATE BELOW TO MAINTAIN HISTORY OF PROJECTED ARRS OVER THE
|  | CIAC (Yes or No) | No | Annual Depreciation Expense |  |  |  | 71853.6557 |  | LIFE OF THE PROJECT.
|  | Investment | Beginning | Depreciation | Ending | RTEP Rev. Req't. | RTEP Rev. Req't. | Incentive Rev. |  | RTEP Projected Rev. Req't.From Prior Year Template |  | RTEP Projected Rev. Req't.From Prior Year Template
|  | Year | Balance | Expense | Balance | w/o Incentives | with Incentives ** | Requirement ## |  | w/o Incentives |  | with Incentives **
|  | 2014 | 4383073 | 5987.8046 | 4377085.1954 | 509981.4459 | 509981.4459 | 0 |  | 541349 |  | 541349
|  | 2015 | 4377085.1954 | 71853.6557 | 4305231.5396 | 571368.8846 | 571368.8846 | 0 |  | 511336 |  | 511336
|  | 2016 | 4305231.5396 | 71853.6557 | 4233377.8839 | 563101.0463 | 563101.0463 | 0
|  | 2017 | 4233377.8839 | 71853.6557 | 4161524.2281 | 554833.208 | 554833.208 | 0
|  | 2018 | 4161524.2281 | 71853.6557 | 4089670.5724 | 546565.3698 | 546565.3698 | 0
|  | 2019 | 4089670.5724 | 71853.6557 | 4017816.9167 | 538297.5315 | 538297.5315 | 0
|  | 2020 | 4017816.9167 | 71853.6557 | 3945963.2609 | 530029.6932 | 530029.6932 | 0
|  | 2021 | 3945963.2609 | 71853.6557 | 3874109.6052 | 521761.855 | 521761.855 | 0
|  | 2022 | 3874109.6052 | 71853.6557 | 3802255.9495 | 513494.0167 | 513494.0167 | 0
|  | 2023 | 3802255.9495 | 71853.6557 | 3730402.2937 | 505226.1784 | 505226.1784 | 0
|  | 2024 | 3730402.2937 | 71853.6557 | 3658548.638 | 496958.3401 | 496958.3401 | 0
|  | 2025 | 3658548.638 | 71853.6557 | 3586694.9822 | 488690.5019 | 488690.5019 | 0
|  | 2026 | 3586694.9822 | 71853.6557 | 3514841.3265 | 480422.6636 | 480422.6636 | 0
|  | 2027 | 3514841.3265 | 71853.6557 | 3442987.6708 | 472154.8253 | 472154.8253 | 0
|  | 2028 | 3442987.6708 | 71853.6557 | 3371134.015 | 463886.9871 | 463886.9871 | 0
|  | 2029 | 3371134.015 | 71853.6557 | 3299280.3593 | 455619.1488 | 455619.1488 | 0
|  | 2030 | 3299280.3593 | 71853.6557 | 3227426.7036 | 447351.3105 | 447351.3105 | 0
|  | 2031 | 3227426.7036 | 71853.6557 | 3155573.0478 | 439083.4722 | 439083.4722 | 0
|  | 2032 | 3155573.0478 | 71853.6557 | 3083719.3921 | 430815.634 | 430815.634 | 0
|  | 2033 | 3083719.3921 | 71853.6557 | 3011865.7363 | 422547.7957 | 422547.7957 | 0
|  | 2034 | 3011865.7363 | 71853.6557 | 2940012.0806 | 414279.9574 | 414279.9574 | 0
|  | 2035 | 2940012.0806 | 71853.6557 | 2868158.4249 | 406012.1192 | 406012.1192 | 0
|  | 2036 | 2868158.4249 | 71853.6557 | 2796304.7691 | 397744.2809 | 397744.2809 | 0
|  | 2037 | 2796304.7691 | 71853.6557 | 2724451.1134 | 389476.4426 | 389476.4426 | 0
|  | 2038 | 2724451.1134 | 71853.6557 | 2652597.4577 | 381208.6044 | 381208.6044 | 0
|  | 2039 | 2652597.4577 | 71853.6557 | 2580743.8019 | 372940.7661 | 372940.7661 | 0
|  | 2040 | 2580743.8019 | 71853.6557 | 2508890.1462 | 364672.9278 | 364672.9278 | 0
|  | 2041 | 2508890.1462 | 71853.6557 | 2437036.4904 | 356405.0895 | 356405.0895 | 0
|  | 2042 | 2437036.4904 | 71853.6557 | 2365182.8347 | 348137.2513 | 348137.2513 | 0
|  | 2043 | 2365182.8347 | 71853.6557 | 2293329.179 | 339869.413 | 339869.413 | 0
|  | 2044 | 2293329.179 | 71853.6557 | 2221475.5232 | 331601.5747 | 331601.5747 | 0
|  | 2045 | 2221475.5232 | 71853.6557 | 2149621.8675 | 323333.7365 | 323333.7365 | 0
|  | 2046 | 2149621.8675 | 71853.6557 | 2077768.2117 | 315065.8982 | 315065.8982 | 0
|  | 2047 | 2077768.2117 | 71853.6557 | 2005914.556 | 306798.0599 | 306798.0599 | 0
|  | 2048 | 2005914.556 | 71853.6557 | 1934060.9003 | 298530.2217 | 298530.2217 | 0
|  | 2049 | 1934060.9003 | 71853.6557 | 1862207.2445 | 290262.3834 | 290262.3834 | 0
|  | 2050 | 1862207.2445 | 71853.6557 | 1790353.5888 | 281994.5451 | 281994.5451 | 0
|  | 2051 | 1790353.5888 | 71853.6557 | 1718499.9331 | 273726.7068 | 273726.7068 | 0
|  | 2052 | 1718499.9331 | 71853.6557 | 1646646.2773 | 265458.8686 | 265458.8686 | 0
|  | 2053 | 1646646.2773 | 71853.6557 | 1574792.6216 | 257191.0303 | 257191.0303 | 0
|  | 2054 | 1574792.6216 | 71853.6557 | 1502938.9658 | 248923.192 | 248923.192 | 0
|  | 2055 | 1502938.9658 | 71853.6557 | 1431085.3101 | 240655.3538 | 240655.3538 | 0
|  | 2056 | 1431085.3101 | 71853.6557 | 1359231.6544 | 232387.5155 | 232387.5155 | 0
|  | 2057 | 1359231.6544 | 71853.6557 | 1287377.9986 | 224119.6772 | 224119.6772 | 0
|  | 2058 | 1287377.9986 | 71853.6557 | 1215524.3429 | 215851.8389 | 215851.8389 | 0
|  | 2059 | 1215524.3429 | 71853.6557 | 1143670.6872 | 207584.0007 | 207584.0007 | 0
|  | 2060 | 1143670.6872 | 71853.6557 | 1071817.0314 | 199316.1624 | 199316.1624 | 0
|  | 2061 | 1071817.0314 | 71853.6557 | 999963.3757 | 191048.3241 | 191048.3241 | 0
|  | 2062 | 999963.3757 | 71853.6557 | 928109.7199 | 182780.4859 | 182780.4859 | 0
|  | 2063 | 928109.7199 | 71853.6557 | 856256.0642 | 174512.6476 | 174512.6476 | 0
|  | 2064 | 856256.0642 | 71853.6557 | 784402.4085 | 166244.8093 | 166244.8093 | 0
|  | 2065 | 784402.4085 | 71853.6557 | 712548.7527 | 157976.9711 | 157976.9711 | 0
|  | 2066 | 712548.7527 | 71853.6557 | 640695.097 | 149709.1328 | 149709.1328 | 0
|  | 2067 | 640695.097 | 71853.6557 | 568841.4413 | 141441.2945 | 141441.2945 | 0
|  | 2068 | 568841.4413 | 71853.6557 | 496987.7855 | 133173.4562 | 133173.4562 | 0
|  | 2069 | 496987.7855 | 71853.6557 | 425134.1298 | 124905.618 | 124905.618 | 0
|  | 2070 | 425134.1298 | 71853.6557 | 353280.474 | 116637.7797 | 116637.7797 | 0
|  | 2071 | 353280.474 | 71853.6557 | 281426.8183 | 108369.9414 | 108369.9414 | 0
|  | 2072 | 281426.8183 | 71853.6557 | 209573.1626 | 100102.1032 | 100102.1032 | 0
|  | 2073 | 209573.1626 | 71853.6557 | 137719.5068 | 91834.2649 | 91834.2649 | 0
|  | Project Totals |  | 4245353.4932 |  | 20074474.3552 | 20074474.3552 | 0
** This is the total amount that needs to be reported to PJM for billing to all regions.
## This is the calculation of additional incentive revenue on projects deemed by the FERC to be eligible for an incentive return. This
additional incentive requirement is applicable for the life of this specific project. Each year the revenue requirement calculated for PJM
should be incremented by the amount of the incentive revenue calculated for that year on this project.
In order to calculate the proper monthly RTEP billing amount, PJM requires a 12 month revenue requirement for each RTEP project. As a result, notwithstanding the fact that the project was in service for a partial year, the project revenue requirement in the year that the project goes into service has been annualized (shown at the full-year level) so that PJM will collect the correct monthly billings.
[13 empty] | Page 3 of | 12 | 1
| IV. | Determine the Revenue Requirement, and Additional Revenue Requirement for facilities receiving incentives.
A. Base Plan Facilities
|  | Facilities receiving incentives accepted by FERC in Docket No. |  |  |  |  | (e.g. ER05-925-000) |  |  | Current Projected Year ARR |  |  | 10732740.0961
[10 empty] | Current Projected Year ARR w/ Incentive |  |  | 10732740.0961
|  | Project Description: | RTEP ID: b1864.1 (Add two additional 345/138 kV transformers at Kammer) | [6 empty] | Current Projected Year Incentive ARR |  |  | 0
Details
|  | Investment | 85103574 | Current Year |  |  |  | 2017 |  | CUMULATIVE HISTORY OF PROJECTED ANNUAL REVENUE REQUIREMENTS:
|  | Service Year (yyyy) | 2014 | ROE increase accepted by FERC (Basis Points) |  |  |  | 0 |  | CUMULATIVE HISTORY OF PROJECTED ANNUAL REVENUE REQUIREMENTS:
|  | Service Month (1-12) | 8 | FCR w/o incentives, less depreciation |  |  |  | 11.51% |  | INPUT PROJECTED ARR (WITH & WITHOUT INCENTIVES) FROM EACH PRIOR YEAR
|  | Useful life | 61 | FCR w/incentives approved for these facilities, less dep. |  |  |  | 11.51% |  | TEMPLATE BELOW TO MAINTAIN HISTORY OF PROJECTED ARRS OVER THE
|  | CIAC (Yes or No) | No | Annual Depreciation Expense |  |  |  | 1395140.5574 |  | LIFE OF THE PROJECT.
|  | Investment | Beginning | Depreciation | Ending | RTEP Rev. Req't. | RTEP Rev. Req't. | Incentive Rev. |  | RTEP Projected Rev. Req't.From Prior Year Template |  | RTEP Projected Rev. Req't.From Prior Year Template
|  | Year | Balance | Expense | Balance | w/o Incentives | with Incentives ** | Requirement ## |  | w/o Incentives |  | with Incentives **
|  | 2014 | 85103574 | 465046.8525 | 84638527.1475 | 10230731.1838 | 10230731.1838 | 0 |  | 2795819 |  | 2795819
|  | 2015 | 84638527.1475 | 1395140.5574 | 83243386.5902 | 11053803.6905 | 11053803.6905 | 0 |  | 9963550 |  | 9963850
|  | 2016 | 83243386.5902 | 1395140.5574 | 81848246.0328 | 10893271.8933 | 10893271.8933 | 0
|  | 2017 | 81848246.0328 | 1395140.5574 | 80453105.4754 | 10732740.0961 | 10732740.0961 | 0
|  | 2018 | 80453105.4754 | 1395140.5574 | 79057964.918 | 10572208.2988 | 10572208.2988 | 0
|  | 2019 | 79057964.918 | 1395140.5574 | 77662824.3607 | 10411676.5016 | 10411676.5016 | 0
|  | 2020 | 77662824.3607 | 1395140.5574 | 76267683.8033 | 10251144.7044 | 10251144.7044 | 0
|  | 2021 | 76267683.8033 | 1395140.5574 | 74872543.2459 | 10090612.9072 | 10090612.9072 | 0
|  | 2022 | 74872543.2459 | 1395140.5574 | 73477402.6885 | 9930081.1099 | 9930081.1099 | 0
|  | 2023 | 73477402.6885 | 1395140.5574 | 72082262.1311 | 9769549.3127 | 9769549.3127 | 0
|  | 2024 | 72082262.1311 | 1395140.5574 | 70687121.5738 | 9609017.5155 | 9609017.5155 | 0
|  | 2025 | 70687121.5738 | 1395140.5574 | 69291981.0164 | 9448485.7183 | 9448485.7183 | 0
|  | 2026 | 69291981.0164 | 1395140.5574 | 67896840.459 | 9287953.921 | 9287953.921 | 0
|  | 2027 | 67896840.459 | 1395140.5574 | 66501699.9016 | 9127422.1238 | 9127422.1238 | 0
|  | 2028 | 66501699.9016 | 1395140.5574 | 65106559.3443 | 8966890.3266 | 8966890.3266 | 0
|  | 2029 | 65106559.3443 | 1395140.5574 | 63711418.7869 | 8806358.5294 | 8806358.5294 | 0
|  | 2030 | 63711418.7869 | 1395140.5574 | 62316278.2295 | 8645826.7321 | 8645826.7321 | 0
|  | 2031 | 62316278.2295 | 1395140.5574 | 60921137.6721 | 8485294.9349 | 8485294.9349 | 0
|  | 2032 | 60921137.6721 | 1395140.5574 | 59525997.1148 | 8324763.1377 | 8324763.1377 | 0
|  | 2033 | 59525997.1148 | 1395140.5574 | 58130856.5574 | 8164231.3404 | 8164231.3404 | 0
|  | 2034 | 58130856.5574 | 1395140.5574 | 56735716 | 8003699.5432 | 8003699.5432 | 0
|  | 2035 | 56735716 | 1395140.5574 | 55340575.4426 | 7843167.746 | 7843167.746 | 0
|  | 2036 | 55340575.4426 | 1395140.5574 | 53945434.8852 | 7682635.9488 | 7682635.9488 | 0
|  | 2037 | 53945434.8852 | 1395140.5574 | 52550294.3279 | 7522104.1515 | 7522104.1515 | 0
|  | 2038 | 52550294.3279 | 1395140.5574 | 51155153.7705 | 7361572.3543 | 7361572.3543 | 0
|  | 2039 | 51155153.7705 | 1395140.5574 | 49760013.2131 | 7201040.5571 | 7201040.5571 | 0
|  | 2040 | 49760013.2131 | 1395140.5574 | 48364872.6557 | 7040508.7599 | 7040508.7599 | 0
|  | 2041 | 48364872.6557 | 1395140.5574 | 46969732.0984 | 6879976.9626 | 6879976.9626 | 0
|  | 2042 | 46969732.0984 | 1395140.5574 | 45574591.541 | 6719445.1654 | 6719445.1654 | 0
|  | 2043 | 45574591.541 | 1395140.5574 | 44179450.9836 | 6558913.3682 | 6558913.3682 | 0
|  | 2044 | 44179450.9836 | 1395140.5574 | 42784310.4262 | 6398381.5709 | 6398381.5709 | 0
|  | 2045 | 42784310.4262 | 1395140.5574 | 41389169.8689 | 6237849.7737 | 6237849.7737 | 0
|  | 2046 | 41389169.8689 | 1395140.5574 | 39994029.3115 | 6077317.9765 | 6077317.9765 | 0
|  | 2047 | 39994029.3115 | 1395140.5574 | 38598888.7541 | 5916786.1793 | 5916786.1793 | 0
|  | 2048 | 38598888.7541 | 1395140.5574 | 37203748.1967 | 5756254.382 | 5756254.382 | 0
|  | 2049 | 37203748.1967 | 1395140.5574 | 35808607.6393 | 5595722.5848 | 5595722.5848 | 0
|  | 2050 | 35808607.6393 | 1395140.5574 | 34413467.082 | 5435190.7876 | 5435190.7876 | 0
|  | 2051 | 34413467.082 | 1395140.5574 | 33018326.5246 | 5274658.9904 | 5274658.9904 | 0
|  | 2052 | 33018326.5246 | 1395140.5574 | 31623185.9672 | 5114127.1931 | 5114127.1931 | 0
|  | 2053 | 31623185.9672 | 1395140.5574 | 30228045.4098 | 4953595.3959 | 4953595.3959 | 0
|  | 2054 | 30228045.4098 | 1395140.5574 | 28832904.8525 | 4793063.5987 | 4793063.5987 | 0
|  | 2055 | 28832904.8525 | 1395140.5574 | 27437764.2951 | 4632531.8015 | 4632531.8015 | 0
|  | 2056 | 27437764.2951 | 1395140.5574 | 26042623.7377 | 4472000.0042 | 4472000.0042 | 0
|  | 2057 | 26042623.7377 | 1395140.5574 | 24647483.1803 | 4311468.207 | 4311468.207 | 0
|  | 2058 | 24647483.1803 | 1395140.5574 | 23252342.623 | 4150936.4098 | 4150936.4098 | 0
|  | 2059 | 23252342.623 | 1395140.5574 | 21857202.0656 | 3990404.6125 | 3990404.6125 | 0
|  | 2060 | 21857202.0656 | 1395140.5574 | 20462061.5082 | 3829872.8153 | 3829872.8153 | 0
|  | 2061 | 20462061.5082 | 1395140.5574 | 19066920.9508 | 3669341.0181 | 3669341.0181 | 0
|  | 2062 | 19066920.9508 | 1395140.5574 | 17671780.3934 | 3508809.2209 | 3508809.2209 | 0
|  | 2063 | 17671780.3934 | 1395140.5574 | 16276639.8361 | 3348277.4236 | 3348277.4236 | 0
|  | 2064 | 16276639.8361 | 1395140.5574 | 14881499.2787 | 3187745.6264 | 3187745.6264 | 0
|  | 2065 | 14881499.2787 | 1395140.5574 | 13486358.7213 | 3027213.8292 | 3027213.8292 | 0
|  | 2066 | 13486358.7213 | 1395140.5574 | 12091218.1639 | 2866682.032 | 2866682.032 | 0
|  | 2067 | 12091218.1639 | 1395140.5574 | 10696077.6066 | 2706150.2347 | 2706150.2347 | 0
|  | 2068 | 10696077.6066 | 1395140.5574 | 9300937.0492 | 2545618.4375 | 2545618.4375 | 0
|  | 2069 | 9300937.0492 | 1395140.5574 | 7905796.4918 | 2385086.6403 | 2385086.6403 | 0
|  | 2070 | 7905796.4918 | 1395140.5574 | 6510655.9344 | 2224554.843 | 2224554.843 | 0
|  | 2071 | 6510655.9344 | 1395140.5574 | 5115515.377 | 2064023.0458 | 2064023.0458 | 0
|  | 2072 | 5115515.377 | 1395140.5574 | 3720374.8197 | 1903491.2486 | 1903491.2486 | 0
|  | 2073 | 3720374.8197 | 1395140.5574 | 2325234.2623 | 1742959.4514 | 1742959.4514 | 0
|  | Project Totals |  | 82778339.7377 |  | 387735243.8698 | 387735243.8698 | 0
** This is the total amount that needs to be reported to PJM for billing to all regions.
## This is the calculation of additional incentive revenue on projects deemed by the FERC to be eligible for an incentive return. This
additional incentive requirement is applicable for the life of this specific project. Each year the revenue requirement calculated for PJM
should be incremented by the amount of the incentive revenue calculated for that year on this project.
In order to calculate the proper monthly RTEP billing amount, PJM requires a 12 month revenue requirement for each RTEP project. As a result, notwithstanding the fact that the project was in service for a partial year, the project revenue requirement in the year that the project goes into service has been annualized (shown at the full-year level) so that PJM will collect the correct monthly billings.
[13 empty] | Page 4 of | 12 | 1
| IV. | Determine the Revenue Requirement, and Additional Revenue Requirement for facilities receiving incentives.
A. Base Plan Facilities
|  | Facilities receiving incentives accepted by FERC in Docket No. |  |  |  |  | (e.g. ER05-925-000) |  |  | Current Projected Year ARR |  |  | 2483896.3372
[10 empty] | Current Projected Year ARR w/ Incentive |  |  | 2483896.3372
|  | Project Description: | RTEP ID: b2021 (Add 345/138 kV Transformers at Sporn, Kanawha River, and Muskingum River stations) | [6 empty] | Current Projected Year Incentive ARR |  |  | 0
Details
|  | Investment | 19597955 | Current Year |  |  |  | 2017 |  | CUMULATIVE HISTORY OF PROJECTED ANNUAL REVENUE REQUIREMENTS:
|  | Service Year (yyyy) | 2014 | ROE increase accepted by FERC (Basis Points) |  |  |  | 0 |  | CUMULATIVE HISTORY OF PROJECTED ANNUAL REVENUE REQUIREMENTS:
|  | Service Month (1-12) | 12 | FCR w/o incentives, less depreciation |  |  |  | 11.51% |  | INPUT PROJECTED ARR (WITH & WITHOUT INCENTIVES) FROM EACH PRIOR YEAR
|  | Useful life | 61 | FCR w/incentives approved for these facilities, less dep. |  |  |  | 11.51% |  | TEMPLATE BELOW TO MAINTAIN HISTORY OF PROJECTED ARRS OVER THE
|  | CIAC (Yes or No) | No | Annual Depreciation Expense |  |  |  | 321277.9508 |  | LIFE OF THE PROJECT.
|  | Investment | Beginning | Depreciation | Ending | RTEP Rev. Req't. | RTEP Rev. Req't. | Incentive Rev. |  | RTEP Projected Rev. Req't.From Prior Year Template |  | RTEP Projected Rev. Req't.From Prior Year Template
|  | Year | Balance | Expense | Balance | w/o Incentives | with Incentives ** | Requirement ## |  | w/o Incentives |  | with Incentives **
|  | 2014 | 19597955 | 0 | 19597955 | 2255037.9756 | 2255037.9756 | 0 |  | 2093479 |  | 2093479
|  | 2015 | 19597955 | 321277.9508 | 19276677.0492 | 2557832.0085 | 2557832.0085 | 0 |  | 2304583 |  | 2304583
|  | 2016 | 19276677.0492 | 321277.9508 | 18955399.0984 | 2520864.1729 | 2520864.1729 | 0
|  | 2017 | 18955399.0984 | 321277.9508 | 18634121.1475 | 2483896.3372 | 2483896.3372 | 0
|  | 2018 | 18634121.1475 | 321277.9508 | 18312843.1967 | 2446928.5015 | 2446928.5015 | 0
|  | 2019 | 18312843.1967 | 321277.9508 | 17991565.2459 | 2409960.6659 | 2409960.6659 | 0
|  | 2020 | 17991565.2459 | 321277.9508 | 17670287.2951 | 2372992.8302 | 2372992.8302 | 0
|  | 2021 | 17670287.2951 | 321277.9508 | 17349009.3443 | 2336024.9946 | 2336024.9946 | 0
|  | 2022 | 17349009.3443 | 321277.9508 | 17027731.3934 | 2299057.1589 | 2299057.1589 | 0
|  | 2023 | 17027731.3934 | 321277.9508 | 16706453.4426 | 2262089.3232 | 2262089.3232 | 0
|  | 2024 | 16706453.4426 | 321277.9508 | 16385175.4918 | 2225121.4876 | 2225121.4876 | 0
|  | 2025 | 16385175.4918 | 321277.9508 | 16063897.541 | 2188153.6519 | 2188153.6519 | 0
|  | 2026 | 16063897.541 | 321277.9508 | 15742619.5902 | 2151185.8162 | 2151185.8162 | 0
|  | 2027 | 15742619.5902 | 321277.9508 | 15421341.6393 | 2114217.9806 | 2114217.9806 | 0
|  | 2028 | 15421341.6393 | 321277.9508 | 15100063.6885 | 2077250.1449 | 2077250.1449 | 0
|  | 2029 | 15100063.6885 | 321277.9508 | 14778785.7377 | 2040282.3092 | 2040282.3092 | 0
|  | 2030 | 14778785.7377 | 321277.9508 | 14457507.7869 | 2003314.4736 | 2003314.4736 | 0
|  | 2031 | 14457507.7869 | 321277.9508 | 14136229.8361 | 1966346.6379 | 1966346.6379 | 0
|  | 2032 | 14136229.8361 | 321277.9508 | 13814951.8852 | 1929378.8022 | 1929378.8022 | 0
|  | 2033 | 13814951.8852 | 321277.9508 | 13493673.9344 | 1892410.9666 | 1892410.9666 | 0
|  | 2034 | 13493673.9344 | 321277.9508 | 13172395.9836 | 1855443.1309 | 1855443.1309 | 0
|  | 2035 | 13172395.9836 | 321277.9508 | 12851118.0328 | 1818475.2952 | 1818475.2952 | 0
|  | 2036 | 12851118.0328 | 321277.9508 | 12529840.082 | 1781507.4596 | 1781507.4596 | 0
|  | 2037 | 12529840.082 | 321277.9508 | 12208562.1311 | 1744539.6239 | 1744539.6239 | 0
|  | 2038 | 12208562.1311 | 321277.9508 | 11887284.1803 | 1707571.7883 | 1707571.7883 | 0
|  | 2039 | 11887284.1803 | 321277.9508 | 11566006.2295 | 1670603.9526 | 1670603.9526 | 0
|  | 2040 | 11566006.2295 | 321277.9508 | 11244728.2787 | 1633636.1169 | 1633636.1169 | 0
|  | 2041 | 11244728.2787 | 321277.9508 | 10923450.3279 | 1596668.2813 | 1596668.2813 | 0
|  | 2042 | 10923450.3279 | 321277.9508 | 10602172.377 | 1559700.4456 | 1559700.4456 | 0
|  | 2043 | 10602172.377 | 321277.9508 | 10280894.4262 | 1522732.6099 | 1522732.6099 | 0
|  | 2044 | 10280894.4262 | 321277.9508 | 9959616.4754 | 1485764.7743 | 1485764.7743 | 0
|  | 2045 | 9959616.4754 | 321277.9508 | 9638338.5246 | 1448796.9386 | 1448796.9386 | 0
|  | 2046 | 9638338.5246 | 321277.9508 | 9317060.5738 | 1411829.1029 | 1411829.1029 | 0
|  | 2047 | 9317060.5738 | 321277.9508 | 8995782.623 | 1374861.2673 | 1374861.2673 | 0
|  | 2048 | 8995782.623 | 321277.9508 | 8674504.6721 | 1337893.4316 | 1337893.4316 | 0
|  | 2049 | 8674504.6721 | 321277.9508 | 8353226.7213 | 1300925.5959 | 1300925.5959 | 0
|  | 2050 | 8353226.7213 | 321277.9508 | 8031948.7705 | 1263957.7603 | 1263957.7603 | 0
|  | 2051 | 8031948.7705 | 321277.9508 | 7710670.8197 | 1226989.9246 | 1226989.9246 | 0
|  | 2052 | 7710670.8197 | 321277.9508 | 7389392.8689 | 1190022.0889 | 1190022.0889 | 0
|  | 2053 | 7389392.8689 | 321277.9508 | 7068114.918 | 1153054.2533 | 1153054.2533 | 0
|  | 2054 | 7068114.918 | 321277.9508 | 6746836.9672 | 1116086.4176 | 1116086.4176 | 0
|  | 2055 | 6746836.9672 | 321277.9508 | 6425559.0164 | 1079118.5819 | 1079118.5819 | 0
|  | 2056 | 6425559.0164 | 321277.9508 | 6104281.0656 | 1042150.7463 | 1042150.7463 | 0
|  | 2057 | 6104281.0656 | 321277.9508 | 5783003.1148 | 1005182.9106 | 1005182.9106 | 0
|  | 2058 | 5783003.1148 | 321277.9508 | 5461725.1639 | 968215.075 | 968215.075 | 0
|  | 2059 | 5461725.1639 | 321277.9508 | 5140447.2131 | 931247.2393 | 931247.2393 | 0
|  | 2060 | 5140447.2131 | 321277.9508 | 4819169.2623 | 894279.4036 | 894279.4036 | 0
|  | 2061 | 4819169.2623 | 321277.9508 | 4497891.3115 | 857311.568 | 857311.568 | 0
|  | 2062 | 4497891.3115 | 321277.9508 | 4176613.3607 | 820343.7323 | 820343.7323 | 0
|  | 2063 | 4176613.3607 | 321277.9508 | 3855335.4098 | 783375.8966 | 783375.8966 | 0
|  | 2064 | 3855335.4098 | 321277.9508 | 3534057.459 | 746408.061 | 746408.061 | 0
|  | 2065 | 3534057.459 | 321277.9508 | 3212779.5082 | 709440.2253 | 709440.2253 | 0
|  | 2066 | 3212779.5082 | 321277.9508 | 2891501.5574 | 672472.3896 | 672472.3896 | 0
|  | 2067 | 2891501.5574 | 321277.9508 | 2570223.6066 | 635504.554 | 635504.554 | 0
|  | 2068 | 2570223.6066 | 321277.9508 | 2248945.6557 | 598536.7183 | 598536.7183 | 0
|  | 2069 | 2248945.6557 | 321277.9508 | 1927667.7049 | 561568.8826 | 561568.8826 | 0
|  | 2070 | 1927667.7049 | 321277.9508 | 1606389.7541 | 524601.047 | 524601.047 | 0
|  | 2071 | 1606389.7541 | 321277.9508 | 1285111.8033 | 487633.2113 | 487633.2113 | 0
|  | 2072 | 1285111.8033 | 321277.9508 | 963833.8525 | 450665.3756 | 450665.3756 | 0
|  | 2073 | 963833.8525 | 321277.9508 | 642555.9016 | 413697.54 | 413697.54 | 0
|  | Project Totals |  | 18955399.0984 |  | 89915159.657 | 89915159.657 | 0
** This is the total amount that needs to be reported to PJM for billing to all regions.
## This is the calculation of additional incentive revenue on projects deemed by the FERC to be eligible for an incentive return. This
additional incentive requirement is applicable for the life of this specific project. Each year the revenue requirement calculated for PJM
should be incremented by the amount of the incentive revenue calculated for that year on this project.
In order to calculate the proper monthly RTEP billing amount, PJM requires a 12 month revenue requirement for each RTEP project. As a result, notwithstanding the fact that the project was in service for a partial year, the project revenue requirement in the year that the project goes into service has been annualized (shown at the full-year level) so that PJM will collect the correct monthly billings.
[13 empty] | Page 5 of | 12 | 1
| IV. | Determine the Revenue Requirement, and Additional Revenue Requirement for facilities receiving incentives.
A. Base Plan Facilities
|  | Facilities receiving incentives accepted by FERC in Docket No. |  |  |  |  | (e.g. ER05-925-000) |  |  | Current Projected Year ARR |  |  | 7238610.538
[10 empty] | Current Projected Year ARR w/ Incentive |  |  | 7238610.538
|  | Project Description: | RTEP ID: b1948 (Establish a new 765/345 interconnection at Sporn. Install a 765/345 kV transformer at Mountaineer and build ¾ mile of 345 kV to Sporn) | [6 empty] | Current Projected Year Incentive ARR |  |  | 0
Details
|  | Investment | 56690810 | Current Year |  |  |  | 2017 |  | CUMULATIVE HISTORY OF PROJECTED ANNUAL REVENUE REQUIREMENTS:
|  | Service Year (yyyy) | 2015 | ROE increase accepted by FERC (Basis Points) |  |  |  | 0 |  | CUMULATIVE HISTORY OF PROJECTED ANNUAL REVENUE REQUIREMENTS:
|  | Service Month (1-12) | 6 | FCR w/o incentives, less depreciation |  |  |  | 11.51% |  | INPUT PROJECTED ARR (WITH & WITHOUT INCENTIVES) FROM EACH PRIOR YEAR
|  | Useful life | 61 | FCR w/incentives approved for these facilities, less dep. |  |  |  | 11.51% |  | TEMPLATE BELOW TO MAINTAIN HISTORY OF PROJECTED ARRS OVER THE
|  | CIAC (Yes or No) | No | Annual Depreciation Expense |  |  |  | 929357.541 |  | LIFE OF THE PROJECT.
|  | Investment | Beginning | Depreciation | Ending | RTEP Rev. Req't. | RTEP Rev. Req't. | Incentive Rev. |  | RTEP Projected Rev. Req't.From Prior Year Template |  | RTEP Projected Rev. Req't.From Prior Year Template
|  | Year | Balance | Expense | Balance | w/o Incentives | with Incentives ** | Requirement ## |  | w/o Incentives |  | with Incentives **
|  | 2015 | 56690810 | 464678.7705 | 56226131.2295 | 6961070.6276 | 6961070.6276 | 0 |  | 6946099 |  | 6946099
|  | 2016 | 56226131.2295 | 929357.541 | 55296773.6885 | 7345547.0295 | 7345547.0295 | 0
|  | 2017 | 55296773.6885 | 929357.541 | 54367416.1475 | 7238610.538 | 7238610.538 | 0
|  | 2018 | 54367416.1475 | 929357.541 | 53438058.6066 | 7131674.0465 | 7131674.0465 | 0
|  | 2019 | 53438058.6066 | 929357.541 | 52508701.0656 | 7024737.5551 | 7024737.5551 | 0
|  | 2020 | 52508701.0656 | 929357.541 | 51579343.5246 | 6917801.0636 | 6917801.0636 | 0
|  | 2021 | 51579343.5246 | 929357.541 | 50649985.9836 | 6810864.5721 | 6810864.5721 | 0
|  | 2022 | 50649985.9836 | 929357.541 | 49720628.4426 | 6703928.0806 | 6703928.0806 | 0
|  | 2023 | 49720628.4426 | 929357.541 | 48791270.9016 | 6596991.5892 | 6596991.5892 | 0
|  | 2024 | 48791270.9016 | 929357.541 | 47861913.3607 | 6490055.0977 | 6490055.0977 | 0
|  | 2025 | 47861913.3607 | 929357.541 | 46932555.8197 | 6383118.6062 | 6383118.6062 | 0
|  | 2026 | 46932555.8197 | 929357.541 | 46003198.2787 | 6276182.1147 | 6276182.1147 | 0
|  | 2027 | 46003198.2787 | 929357.541 | 45073840.7377 | 6169245.6233 | 6169245.6233 | 0
|  | 2028 | 45073840.7377 | 929357.541 | 44144483.1967 | 6062309.1318 | 6062309.1318 | 0
|  | 2029 | 44144483.1967 | 929357.541 | 43215125.6557 | 5955372.6403 | 5955372.6403 | 0
|  | 2030 | 43215125.6557 | 929357.541 | 42285768.1148 | 5848436.1488 | 5848436.1488 | 0
|  | 2031 | 42285768.1148 | 929357.541 | 41356410.5738 | 5741499.6574 | 5741499.6574 | 0
|  | 2032 | 41356410.5738 | 929357.541 | 40427053.0328 | 5634563.1659 | 5634563.1659 | 0
|  | 2033 | 40427053.0328 | 929357.541 | 39497695.4918 | 5527626.6744 | 5527626.6744 | 0
|  | 2034 | 39497695.4918 | 929357.541 | 38568337.9508 | 5420690.1829 | 5420690.1829 | 0
|  | 2035 | 38568337.9508 | 929357.541 | 37638980.4098 | 5313753.6915 | 5313753.6915 | 0
|  | 2036 | 37638980.4098 | 929357.541 | 36709622.8689 | 5206817.2 | 5206817.2 | 0
|  | 2037 | 36709622.8689 | 929357.541 | 35780265.3279 | 5099880.7085 | 5099880.7085 | 0
|  | 2038 | 35780265.3279 | 929357.541 | 34850907.7869 | 4992944.217 | 4992944.217 | 0
|  | 2039 | 34850907.7869 | 929357.541 | 33921550.2459 | 4886007.7256 | 4886007.7256 | 0
|  | 2040 | 33921550.2459 | 929357.541 | 32992192.7049 | 4779071.2341 | 4779071.2341 | 0
|  | 2041 | 32992192.7049 | 929357.541 | 32062835.1639 | 4672134.7426 | 4672134.7426 | 0
|  | 2042 | 32062835.1639 | 929357.541 | 31133477.623 | 4565198.2511 | 4565198.2511 | 0
|  | 2043 | 31133477.623 | 929357.541 | 30204120.082 | 4458261.7597 | 4458261.7597 | 0
|  | 2044 | 30204120.082 | 929357.541 | 29274762.541 | 4351325.2682 | 4351325.2682 | 0
|  | 2045 | 29274762.541 | 929357.541 | 28345405 | 4244388.7767 | 4244388.7767 | 0
|  | 2046 | 28345405 | 929357.541 | 27416047.459 | 4137452.2852 | 4137452.2852 | 0
|  | 2047 | 27416047.459 | 929357.541 | 26486689.918 | 4030515.7938 | 4030515.7938 | 0
|  | 2048 | 26486689.918 | 929357.541 | 25557332.377 | 3923579.3023 | 3923579.3023 | 0
|  | 2049 | 25557332.377 | 929357.541 | 24627974.8361 | 3816642.8108 | 3816642.8108 | 0
|  | 2050 | 24627974.8361 | 929357.541 | 23698617.2951 | 3709706.3193 | 3709706.3193 | 0
|  | 2051 | 23698617.2951 | 929357.541 | 22769259.7541 | 3602769.8279 | 3602769.8279 | 0
|  | 2052 | 22769259.7541 | 929357.541 | 21839902.2131 | 3495833.3364 | 3495833.3364 | 0
|  | 2053 | 21839902.2131 | 929357.541 | 20910544.6721 | 3388896.8449 | 3388896.8449 | 0
|  | 2054 | 20910544.6721 | 929357.541 | 19981187.1311 | 3281960.3534 | 3281960.3534 | 0
|  | 2055 | 19981187.1311 | 929357.541 | 19051829.5902 | 3175023.862 | 3175023.862 | 0
|  | 2056 | 19051829.5902 | 929357.541 | 18122472.0492 | 3068087.3705 | 3068087.3705 | 0
|  | 2057 | 18122472.0492 | 929357.541 | 17193114.5082 | 2961150.879 | 2961150.879 | 0
|  | 2058 | 17193114.5082 | 929357.541 | 16263756.9672 | 2854214.3875 | 2854214.3875 | 0
|  | 2059 | 16263756.9672 | 929357.541 | 15334399.4262 | 2747277.8961 | 2747277.8961 | 0
|  | 2060 | 15334399.4262 | 929357.541 | 14405041.8852 | 2640341.4046 | 2640341.4046 | 0
|  | 2061 | 14405041.8852 | 929357.541 | 13475684.3443 | 2533404.9131 | 2533404.9131 | 0
|  | 2062 | 13475684.3443 | 929357.541 | 12546326.8033 | 2426468.4216 | 2426468.4216 | 0
|  | 2063 | 12546326.8033 | 929357.541 | 11616969.2623 | 2319531.9302 | 2319531.9302 | 0
|  | 2064 | 11616969.2623 | 929357.541 | 10687611.7213 | 2212595.4387 | 2212595.4387 | 0
|  | 2065 | 10687611.7213 | 929357.541 | 9758254.1803 | 2105658.9472 | 2105658.9472 | 0
|  | 2066 | 9758254.1803 | 929357.541 | 8828896.6393 | 1998722.4557 | 1998722.4557 | 0
|  | 2067 | 8828896.6393 | 929357.541 | 7899539.0984 | 1891785.9643 | 1891785.9643 | 0
|  | 2068 | 7899539.0984 | 929357.541 | 6970181.5574 | 1784849.4728 | 1784849.4728 | 0
|  | 2069 | 6970181.5574 | 929357.541 | 6040824.0164 | 1677912.9813 | 1677912.9813 | 0
|  | 2070 | 6040824.0164 | 929357.541 | 5111466.4754 | 1570976.4898 | 1570976.4898 | 0
|  | 2071 | 5111466.4754 | 929357.541 | 4182108.9344 | 1464039.9984 | 1464039.9984 | 0
|  | 2072 | 4182108.9344 | 929357.541 | 3252751.3934 | 1357103.5069 | 1357103.5069 | 0
|  | 2073 | 3252751.3934 | 929357.541 | 2323393.8525 | 1250167.0154 | 1250167.0154 | 0
|  | 2074 | 2323393.8525 | 929357.541 | 1394036.3115 | 1143230.5239 | 1143230.5239 | 0
|  | Project Totals |  | 55296773.6885 |  | 257380008.4536 | 257380008.4536 | 0
** This is the total amount that needs to be reported to PJM for billing to all regions.
## This is the calculation of additional incentive revenue on projects deemed by the FERC to be eligible for an incentive return. This
additional incentive requirement is applicable for the life of this specific project. Each year the revenue requirement calculated for PJM
should be incremented by the amount of the incentive revenue calculated for that year on this project.
In order to calculate the proper monthly RTEP billing amount, PJM requires a 12 month revenue requirement for each RTEP project. As a result, notwithstanding the fact that the project was in service for a partial year, the project revenue requirement in the year that the project goes into service has been annualized (shown at the full-year level) so that PJM will collect the correct monthly billings.
[13 empty] | Page 6 of | 12 | 1
| IV. | Determine the Revenue Requirement, and Additional Revenue Requirement for facilities receiving incentives.
A. Base Plan Facilities
|  | Facilities receiving incentives accepted by FERC in Docket No. |  |  |  |  | (e.g. ER05-925-000) |  |  | Current Projected Year ARR |  |  | 2797748.6419
[10 empty] | Current Projected Year ARR w/ Incentive |  |  | 2797748.6419
|  | Project Description: | RTEP ID: b1962 (Add four 765 kV breakers at Kammer) | [6 empty] | Current Projected Year Incentive ARR |  |  | 0
Details
|  | Investment | 21750538 | Current Year |  |  |  | 2017 |  | CUMULATIVE HISTORY OF PROJECTED ANNUAL REVENUE REQUIREMENTS:
|  | Service Year (yyyy) | 2015 | ROE increase accepted by FERC (Basis Points) |  |  |  | 0 |  | CUMULATIVE HISTORY OF PROJECTED ANNUAL REVENUE REQUIREMENTS:
|  | Service Month (1-12) | 12 | FCR w/o incentives, less depreciation |  |  |  | 11.51% |  | INPUT PROJECTED ARR (WITH & WITHOUT INCENTIVES) FROM EACH PRIOR YEAR
|  | Useful life | 61 | FCR w/incentives approved for these facilities, less dep. |  |  |  | 11.51% |  | TEMPLATE BELOW TO MAINTAIN HISTORY OF PROJECTED ARRS OVER THE
|  | CIAC (Yes or No) | No | Annual Depreciation Expense |  |  |  | 356566.1967 |  | LIFE OF THE PROJECT.
|  | Investment | Beginning | Depreciation | Ending | RTEP Rev. Req't. | RTEP Rev. Req't. | Incentive Rev. |  | RTEP Projected Rev. Req't.From Prior Year Template |  | RTEP Projected Rev. Req't.From Prior Year Template
|  | Year | Balance | Expense | Balance | w/o Incentives | with Incentives ** | Requirement ## |  | w/o Incentives |  | with Incentives **
|  | 2015 | 21750538 | 0 | 21750538 | 2502724.8597 | 2502724.8597 | 0 |  | 2348715 |  | 2348715
|  | 2016 | 21750538 | 356566.1967 | 21393971.8033 | 2838776.9183 | 2838776.9183 | 0
|  | 2017 | 21393971.8033 | 356566.1967 | 21037405.6066 | 2797748.6419 | 2797748.6419 | 0
|  | 2018 | 21037405.6066 | 356566.1967 | 20680839.4098 | 2756720.3655 | 2756720.3655 | 0
|  | 2019 | 20680839.4098 | 356566.1967 | 20324273.2131 | 2715692.0891 | 2715692.0891 | 0
|  | 2020 | 20324273.2131 | 356566.1967 | 19967707.0164 | 2674663.8127 | 2674663.8127 | 0
|  | 2021 | 19967707.0164 | 356566.1967 | 19611140.8197 | 2633635.5363 | 2633635.5363 | 0
|  | 2022 | 19611140.8197 | 356566.1967 | 19254574.623 | 2592607.2599 | 2592607.2599 | 0
|  | 2023 | 19254574.623 | 356566.1967 | 18898008.4262 | 2551578.9836 | 2551578.9836 | 0
|  | 2024 | 18898008.4262 | 356566.1967 | 18541442.2295 | 2510550.7072 | 2510550.7072 | 0
|  | 2025 | 18541442.2295 | 356566.1967 | 18184876.0328 | 2469522.4308 | 2469522.4308 | 0
|  | 2026 | 18184876.0328 | 356566.1967 | 17828309.8361 | 2428494.1544 | 2428494.1544 | 0
|  | 2027 | 17828309.8361 | 356566.1967 | 17471743.6393 | 2387465.878 | 2387465.878 | 0
|  | 2028 | 17471743.6393 | 356566.1967 | 17115177.4426 | 2346437.6016 | 2346437.6016 | 0
|  | 2029 | 17115177.4426 | 356566.1967 | 16758611.2459 | 2305409.3252 | 2305409.3252 | 0
|  | 2030 | 16758611.2459 | 356566.1967 | 16402045.0492 | 2264381.0488 | 2264381.0488 | 0
|  | 2031 | 16402045.0492 | 356566.1967 | 16045478.8525 | 2223352.7724 | 2223352.7724 | 0
|  | 2032 | 16045478.8525 | 356566.1967 | 15688912.6557 | 2182324.496 | 2182324.496 | 0
|  | 2033 | 15688912.6557 | 356566.1967 | 15332346.459 | 2141296.2197 | 2141296.2197 | 0
|  | 2034 | 15332346.459 | 356566.1967 | 14975780.2623 | 2100267.9433 | 2100267.9433 | 0
|  | 2035 | 14975780.2623 | 356566.1967 | 14619214.0656 | 2059239.6669 | 2059239.6669 | 0
|  | 2036 | 14619214.0656 | 356566.1967 | 14262647.8689 | 2018211.3905 | 2018211.3905 | 0
|  | 2037 | 14262647.8689 | 356566.1967 | 13906081.6721 | 1977183.1141 | 1977183.1141 | 0
|  | 2038 | 13906081.6721 | 356566.1967 | 13549515.4754 | 1936154.8377 | 1936154.8377 | 0
|  | 2039 | 13549515.4754 | 356566.1967 | 13192949.2787 | 1895126.5613 | 1895126.5613 | 0
|  | 2040 | 13192949.2787 | 356566.1967 | 12836383.082 | 1854098.2849 | 1854098.2849 | 0
|  | 2041 | 12836383.082 | 356566.1967 | 12479816.8852 | 1813070.0085 | 1813070.0085 | 0
|  | 2042 | 12479816.8852 | 356566.1967 | 12123250.6885 | 1772041.7322 | 1772041.7322 | 0
|  | 2043 | 12123250.6885 | 356566.1967 | 11766684.4918 | 1731013.4558 | 1731013.4558 | 0
|  | 2044 | 11766684.4918 | 356566.1967 | 11410118.2951 | 1689985.1794 | 1689985.1794 | 0
|  | 2045 | 11410118.2951 | 356566.1967 | 11053552.0984 | 1648956.903 | 1648956.903 | 0
|  | 2046 | 11053552.0984 | 356566.1967 | 10696985.9016 | 1607928.6266 | 1607928.6266 | 0
|  | 2047 | 10696985.9016 | 356566.1967 | 10340419.7049 | 1566900.3502 | 1566900.3502 | 0
|  | 2048 | 10340419.7049 | 356566.1967 | 9983853.5082 | 1525872.0738 | 1525872.0738 | 0
|  | 2049 | 9983853.5082 | 356566.1967 | 9627287.3115 | 1484843.7974 | 1484843.7974 | 0
|  | 2050 | 9627287.3115 | 356566.1967 | 9270721.1148 | 1443815.521 | 1443815.521 | 0
|  | 2051 | 9270721.1148 | 356566.1967 | 8914154.918 | 1402787.2446 | 1402787.2446 | 0
|  | 2052 | 8914154.918 | 356566.1967 | 8557588.7213 | 1361758.9683 | 1361758.9683 | 0
|  | 2053 | 8557588.7213 | 356566.1967 | 8201022.5246 | 1320730.6919 | 1320730.6919 | 0
|  | 2054 | 8201022.5246 | 356566.1967 | 7844456.3279 | 1279702.4155 | 1279702.4155 | 0
|  | 2055 | 7844456.3279 | 356566.1967 | 7487890.1311 | 1238674.1391 | 1238674.1391 | 0
|  | 2056 | 7487890.1311 | 356566.1967 | 7131323.9344 | 1197645.8627 | 1197645.8627 | 0
|  | 2057 | 7131323.9344 | 356566.1967 | 6774757.7377 | 1156617.5863 | 1156617.5863 | 0
|  | 2058 | 6774757.7377 | 356566.1967 | 6418191.541 | 1115589.3099 | 1115589.3099 | 0
|  | 2059 | 6418191.541 | 356566.1967 | 6061625.3443 | 1074561.0335 | 1074561.0335 | 0
|  | 2060 | 6061625.3443 | 356566.1967 | 5705059.1475 | 1033532.7571 | 1033532.7571 | 0
|  | 2061 | 5705059.1475 | 356566.1967 | 5348492.9508 | 992504.4808 | 992504.4808 | 0
|  | 2062 | 5348492.9508 | 356566.1967 | 4991926.7541 | 951476.2044 | 951476.2044 | 0
|  | 2063 | 4991926.7541 | 356566.1967 | 4635360.5574 | 910447.928 | 910447.928 | 0
|  | 2064 | 4635360.5574 | 356566.1967 | 4278794.3607 | 869419.6516 | 869419.6516 | 0
|  | 2065 | 4278794.3607 | 356566.1967 | 3922228.1639 | 828391.3752 | 828391.3752 | 0
|  | 2066 | 3922228.1639 | 356566.1967 | 3565661.9672 | 787363.0988 | 787363.0988 | 0
|  | 2067 | 3565661.9672 | 356566.1967 | 3209095.7705 | 746334.8224 | 746334.8224 | 0
|  | 2068 | 3209095.7705 | 356566.1967 | 2852529.5738 | 705306.546 | 705306.546 | 0
|  | 2069 | 2852529.5738 | 356566.1967 | 2495963.377 | 664278.2696 | 664278.2696 | 0
|  | 2070 | 2495963.377 | 356566.1967 | 2139397.1803 | 623249.9933 | 623249.9933 | 0
|  | 2071 | 2139397.1803 | 356566.1967 | 1782830.9836 | 582221.7169 | 582221.7169 | 0
|  | 2072 | 1782830.9836 | 356566.1967 | 1426264.7869 | 541193.4405 | 541193.4405 | 0
|  | 2073 | 1426264.7869 | 356566.1967 | 1069698.5902 | 500165.1641 | 500165.1641 | 0
|  | 2074 | 1069698.5902 | 356566.1967 | 713132.3934 | 459136.8877 | 459136.8877 | 0
|  | Project Totals |  | 21037405.6066 |  | 99791182.1359 | 99791182.1359 | 0
** This is the total amount that needs to be reported to PJM for billing to all regions.
## This is the calculation of additional incentive revenue on projects deemed by the FERC to be eligible for an incentive return. This
additional incentive requirement is applicable for the life of this specific project. Each year the revenue requirement calculated for PJM
should be incremented by the amount of the incentive revenue calculated for that year on this project.
In order to calculate the proper monthly RTEP billing amount, PJM requires a 12 month revenue requirement for each RTEP project. As a result, notwithstanding the fact that the project was in service for a partial year, the project revenue requirement in the year that the project goes into service has been annualized (shown at the full-year level) so that PJM will collect the correct monthly billings.
[13 empty] | Page 7 of | 12 | 1
| IV. | Determine the Revenue Requirement, and Additional Revenue Requirement for facilities receiving incentives.
A. Base Plan Facilities
|  | Facilities receiving incentives accepted by FERC in Docket No. |  |  |  |  | (e.g. ER05-925-000) |  |  | Current Projected Year ARR |  |  | 178059.6138
[10 empty] | Current Projected Year ARR w/ Incentive |  |  | 178059.6138
|  | Project Description: | RTEP ID: b2017 (Reconductor or rebuild Sporn - Waterford - Muskingum River 345 kV line) | [6 empty] | Current Projected Year Incentive ARR |  |  | 0
Details
|  | Investment | 1394514 | Current Year |  |  |  | 2017 |  | CUMULATIVE HISTORY OF PROJECTED ANNUAL REVENUE REQUIREMENTS:
|  | Service Year (yyyy) | 2015 | ROE increase accepted by FERC (Basis Points) |  |  |  | 0 |  | CUMULATIVE HISTORY OF PROJECTED ANNUAL REVENUE REQUIREMENTS:
|  | Service Month (1-12) | 6 | FCR w/o incentives, less depreciation |  |  |  | 11.51% |  | INPUT PROJECTED ARR (WITH & WITHOUT INCENTIVES) FROM EACH PRIOR YEAR
|  | Useful life | 61 | FCR w/incentives approved for these facilities, less dep. |  |  |  | 11.51% |  | TEMPLATE BELOW TO MAINTAIN HISTORY OF PROJECTED ARRS OVER THE
|  | CIAC (Yes or No) | No | Annual Depreciation Expense |  |  |  | 22860.8852 |  | LIFE OF THE PROJECT.
|  | Investment | Beginning | Depreciation | Ending | RTEP Rev. Req't. | RTEP Rev. Req't. | Incentive Rev. |  | RTEP Projected Rev. Req't.From Prior Year Template |  | RTEP Projected Rev. Req't.From Prior Year Template
|  | Year | Balance | Expense | Balance | w/o Incentives | with Incentives ** | Requirement ## |  | w/o Incentives |  | with Incentives **
|  | 2015 | 1394514 | 11430.4426 | 1383083.5574 | 171232.5233 | 171232.5233 | 0 |  | 231097 |  | 231097
|  | 2016 | 1383083.5574 | 22860.8852 | 1360222.6721 | 180690.1007 | 180690.1007 | 0
|  | 2017 | 1360222.6721 | 22860.8852 | 1337361.7869 | 178059.6138 | 178059.6138 | 0
|  | 2018 | 1337361.7869 | 22860.8852 | 1314500.9016 | 175429.1269 | 175429.1269 | 0
|  | 2019 | 1314500.9016 | 22860.8852 | 1291640.0164 | 172798.64 | 172798.64 | 0
|  | 2020 | 1291640.0164 | 22860.8852 | 1268779.1311 | 170168.153 | 170168.153 | 0
|  | 2021 | 1268779.1311 | 22860.8852 | 1245918.2459 | 167537.6661 | 167537.6661 | 0
|  | 2022 | 1245918.2459 | 22860.8852 | 1223057.3607 | 164907.1792 | 164907.1792 | 0
|  | 2023 | 1223057.3607 | 22860.8852 | 1200196.4754 | 162276.6923 | 162276.6923 | 0
|  | 2024 | 1200196.4754 | 22860.8852 | 1177335.5902 | 159646.2053 | 159646.2053 | 0
|  | 2025 | 1177335.5902 | 22860.8852 | 1154474.7049 | 157015.7184 | 157015.7184 | 0
|  | 2026 | 1154474.7049 | 22860.8852 | 1131613.8197 | 154385.2315 | 154385.2315 | 0
|  | 2027 | 1131613.8197 | 22860.8852 | 1108752.9344 | 151754.7446 | 151754.7446 | 0
|  | 2028 | 1108752.9344 | 22860.8852 | 1085892.0492 | 149124.2576 | 149124.2576 | 0
|  | 2029 | 1085892.0492 | 22860.8852 | 1063031.1639 | 146493.7707 | 146493.7707 | 0
|  | 2030 | 1063031.1639 | 22860.8852 | 1040170.2787 | 143863.2838 | 143863.2838 | 0
|  | 2031 | 1040170.2787 | 22860.8852 | 1017309.3934 | 141232.7969 | 141232.7969 | 0
|  | 2032 | 1017309.3934 | 22860.8852 | 994448.5082 | 138602.3099 | 138602.3099 | 0
|  | 2033 | 994448.5082 | 22860.8852 | 971587.623 | 135971.823 | 135971.823 | 0
|  | 2034 | 971587.623 | 22860.8852 | 948726.7377 | 133341.3361 | 133341.3361 | 0
|  | 2035 | 948726.7377 | 22860.8852 | 925865.8525 | 130710.8492 | 130710.8492 | 0
|  | 2036 | 925865.8525 | 22860.8852 | 903004.9672 | 128080.3622 | 128080.3622 | 0
|  | 2037 | 903004.9672 | 22860.8852 | 880144.082 | 125449.8753 | 125449.8753 | 0
|  | 2038 | 880144.082 | 22860.8852 | 857283.1967 | 122819.3884 | 122819.3884 | 0
|  | 2039 | 857283.1967 | 22860.8852 | 834422.3115 | 120188.9015 | 120188.9015 | 0
|  | 2040 | 834422.3115 | 22860.8852 | 811561.4262 | 117558.4145 | 117558.4145 | 0
|  | 2041 | 811561.4262 | 22860.8852 | 788700.541 | 114927.9276 | 114927.9276 | 0
|  | 2042 | 788700.541 | 22860.8852 | 765839.6557 | 112297.4407 | 112297.4407 | 0
|  | 2043 | 765839.6557 | 22860.8852 | 742978.7705 | 109666.9538 | 109666.9538 | 0
|  | 2044 | 742978.7705 | 22860.8852 | 720117.8852 | 107036.4668 | 107036.4668 | 0
|  | 2045 | 720117.8852 | 22860.8852 | 697257 | 104405.9799 | 104405.9799 | 0
|  | 2046 | 697257 | 22860.8852 | 674396.1148 | 101775.493 | 101775.493 | 0
|  | 2047 | 674396.1148 | 22860.8852 | 651535.2295 | 99145.0061 | 99145.0061 | 0
|  | 2048 | 651535.2295 | 22860.8852 | 628674.3443 | 96514.5191 | 96514.5191 | 0
|  | 2049 | 628674.3443 | 22860.8852 | 605813.459 | 93884.0322 | 93884.0322 | 0
|  | 2050 | 605813.459 | 22860.8852 | 582952.5738 | 91253.5453 | 91253.5453 | 0
|  | 2051 | 582952.5738 | 22860.8852 | 560091.6885 | 88623.0584 | 88623.0584 | 0
|  | 2052 | 560091.6885 | 22860.8852 | 537230.8033 | 85992.5714 | 85992.5714 | 0
|  | 2053 | 537230.8033 | 22860.8852 | 514369.918 | 83362.0845 | 83362.0845 | 0
|  | 2054 | 514369.918 | 22860.8852 | 491509.0328 | 80731.5976 | 80731.5976 | 0
|  | 2055 | 491509.0328 | 22860.8852 | 468648.1475 | 78101.1107 | 78101.1107 | 0
|  | 2056 | 468648.1475 | 22860.8852 | 445787.2623 | 75470.6237 | 75470.6237 | 0
|  | 2057 | 445787.2623 | 22860.8852 | 422926.377 | 72840.1368 | 72840.1368 | 0
|  | 2058 | 422926.377 | 22860.8852 | 400065.4918 | 70209.6499 | 70209.6499 | 0
|  | 2059 | 400065.4918 | 22860.8852 | 377204.6066 | 67579.163 | 67579.163 | 0
|  | 2060 | 377204.6066 | 22860.8852 | 354343.7213 | 64948.676 | 64948.676 | 0
|  | 2061 | 354343.7213 | 22860.8852 | 331482.8361 | 62318.1891 | 62318.1891 | 0
|  | 2062 | 331482.8361 | 22860.8852 | 308621.9508 | 59687.7022 | 59687.7022 | 0
|  | 2063 | 308621.9508 | 22860.8852 | 285761.0656 | 57057.2153 | 57057.2153 | 0
|  | 2064 | 285761.0656 | 22860.8852 | 262900.1803 | 54426.7283 | 54426.7283 | 0
|  | 2065 | 262900.1803 | 22860.8852 | 240039.2951 | 51796.2414 | 51796.2414 | 0
|  | 2066 | 240039.2951 | 22860.8852 | 217178.4098 | 49165.7545 | 49165.7545 | 0
|  | 2067 | 217178.4098 | 22860.8852 | 194317.5246 | 46535.2676 | 46535.2676 | 0
|  | 2068 | 194317.5246 | 22860.8852 | 171456.6393 | 43904.7806 | 43904.7806 | 0
|  | 2069 | 171456.6393 | 22860.8852 | 148595.7541 | 41274.2937 | 41274.2937 | 0
|  | 2070 | 148595.7541 | 22860.8852 | 125734.8689 | 38643.8068 | 38643.8068 | 0
|  | 2071 | 125734.8689 | 22860.8852 | 102873.9836 | 36013.3199 | 36013.3199 | 0
|  | 2072 | 102873.9836 | 22860.8852 | 80013.0984 | 33382.8329 | 33382.8329 | 0
|  | 2073 | 80013.0984 | 22860.8852 | 57152.2131 | 30752.346 | 30752.346 | 0
|  | 2074 | 57152.2131 | 22860.8852 | 34291.3279 | 28121.8591 | 28121.8591 | 0
|  | Project Totals |  | 1360222.6721 |  | 6331185.3387 | 6331185.3387 | 0
** This is the total amount that needs to be reported to PJM for billing to all regions.
## This is the calculation of additional incentive revenue on projects deemed by the FERC to be eligible for an incentive return. This
additional incentive requirement is applicable for the life of this specific project. Each year the revenue requirement calculated for PJM
should be incremented by the amount of the incentive revenue calculated for that year on this project.
In order to calculate the proper monthly RTEP billing amount, PJM requires a 12 month revenue requirement for each RTEP project. As a result, notwithstanding the fact that the project was in service for a partial year, the project revenue requirement in the year that the project goes into service has been annualized (shown at the full-year level) so that PJM will collect the correct monthly billings.
[13 empty] | Page 8 of | 12 | 1
| IV. | Determine the Revenue Requirement, and Additional Revenue Requirement for facilities receiving incentives.
A. Base Plan Facilities
|  | Facilities receiving incentives accepted by FERC in Docket No. |  |  |  |  | (e.g. ER05-925-000) |  |  | Current Projected Year ARR |  |  | 19403700.3207
[10 empty] | Current Projected Year ARR w/ Incentive |  |  | 19403700.3207
|  | Project Description: | RTEP ID: b2020 (Rebuild Amos-Kanawha River 138 kV corridor) | [6 empty] | Current Projected Year Incentive ARR |  |  | 0
Details
|  | Investment | 152151765 | Current Year |  |  |  | 2017 |  | CUMULATIVE HISTORY OF PROJECTED ANNUAL REVENUE REQUIREMENTS:
|  | Service Year (yyyy) | 2015 | ROE increase accepted by FERC (Basis Points) |  |  |  | 0 |  | CUMULATIVE HISTORY OF PROJECTED ANNUAL REVENUE REQUIREMENTS:
|  | Service Month (1-12) | 5 | FCR w/o incentives, less depreciation |  |  |  | 11.51% |  | INPUT PROJECTED ARR (WITH & WITHOUT INCENTIVES) FROM EACH PRIOR YEAR
|  | Useful life | 61 | FCR w/incentives approved for these facilities, less dep. |  |  |  | 11.51% |  | TEMPLATE BELOW TO MAINTAIN HISTORY OF PROJECTED ARRS OVER THE
|  | CIAC (Yes or No) | No | Annual Depreciation Expense |  |  |  | 2494291.2295 |  | LIFE OF THE PROJECT.
|  | Investment | Beginning | Depreciation | Ending | RTEP Rev. Req't. | RTEP Rev. Req't. | Incentive Rev. |  | RTEP Projected Rev. Req't.From Prior Year Template |  | RTEP Projected Rev. Req't.From Prior Year Template
|  | Year | Balance | Expense | Balance | w/o Incentives | with Incentives ** | Requirement ## |  | w/o Incentives |  | with Incentives **
|  | 2015 | 152151765 | 1455003.2172 | 150696761.7828 | 18878630.5481 | 18878630.5481 | 0 |  | 772367 |  | 772367
|  | 2016 | 150696761.7828 | 2494291.2295 | 148202470.5533 | 19690705.8499 | 19690705.8499 | 0
|  | 2017 | 148202470.5533 | 2494291.2295 | 145708179.3238 | 19403700.3207 | 19403700.3207 | 0
|  | 2018 | 145708179.3238 | 2494291.2295 | 143213888.0943 | 19116694.7916 | 19116694.7916 | 0
|  | 2019 | 143213888.0943 | 2494291.2295 | 140719596.8648 | 18829689.2625 | 18829689.2625 | 0
|  | 2020 | 140719596.8648 | 2494291.2295 | 138225305.6352 | 18542683.7333 | 18542683.7333 | 0
|  | 2021 | 138225305.6352 | 2494291.2295 | 135731014.4057 | 18255678.2042 | 18255678.2042 | 0
|  | 2022 | 135731014.4057 | 2494291.2295 | 133236723.1762 | 17968672.6751 | 17968672.6751 | 0
|  | 2023 | 133236723.1762 | 2494291.2295 | 130742431.9467 | 17681667.146 | 17681667.146 | 0
|  | 2024 | 130742431.9467 | 2494291.2295 | 128248140.7172 | 17394661.6168 | 17394661.6168 | 0
|  | 2025 | 128248140.7172 | 2494291.2295 | 125753849.4877 | 17107656.0877 | 17107656.0877 | 0
|  | 2026 | 125753849.4877 | 2494291.2295 | 123259558.2582 | 16820650.5586 | 16820650.5586 | 0
|  | 2027 | 123259558.2582 | 2494291.2295 | 120765267.0287 | 16533645.0294 | 16533645.0294 | 0
|  | 2028 | 120765267.0287 | 2494291.2295 | 118270975.7992 | 16246639.5003 | 16246639.5003 | 0
|  | 2029 | 118270975.7992 | 2494291.2295 | 115776684.5697 | 15959633.9712 | 15959633.9712 | 0
|  | 2030 | 115776684.5697 | 2494291.2295 | 113282393.3402 | 15672628.442 | 15672628.442 | 0
|  | 2031 | 113282393.3402 | 2494291.2295 | 110788102.1107 | 15385622.9129 | 15385622.9129 | 0
|  | 2032 | 110788102.1107 | 2494291.2295 | 108293810.8811 | 15098617.3838 | 15098617.3838 | 0
|  | 2033 | 108293810.8811 | 2494291.2295 | 105799519.6516 | 14811611.8547 | 14811611.8547 | 0
|  | 2034 | 105799519.6516 | 2494291.2295 | 103305228.4221 | 14524606.3255 | 14524606.3255 | 0
|  | 2035 | 103305228.4221 | 2494291.2295 | 100810937.1926 | 14237600.7964 | 14237600.7964 | 0
|  | 2036 | 100810937.1926 | 2494291.2295 | 98316645.9631 | 13950595.2673 | 13950595.2673 | 0
|  | 2037 | 98316645.9631 | 2494291.2295 | 95822354.7336 | 13663589.7381 | 13663589.7381 | 0
|  | 2038 | 95822354.7336 | 2494291.2295 | 93328063.5041 | 13376584.209 | 13376584.209 | 0
|  | 2039 | 93328063.5041 | 2494291.2295 | 90833772.2746 | 13089578.6799 | 13089578.6799 | 0
|  | 2040 | 90833772.2746 | 2494291.2295 | 88339481.0451 | 12802573.1507 | 12802573.1507 | 0
|  | 2041 | 88339481.0451 | 2494291.2295 | 85845189.8156 | 12515567.6216 | 12515567.6216 | 0
|  | 2042 | 85845189.8156 | 2494291.2295 | 83350898.5861 | 12228562.0925 | 12228562.0925 | 0
|  | 2043 | 83350898.5861 | 2494291.2295 | 80856607.3566 | 11941556.5634 | 11941556.5634 | 0
|  | 2044 | 80856607.3566 | 2494291.2295 | 78362316.127 | 11654551.0342 | 11654551.0342 | 0
|  | 2045 | 78362316.127 | 2494291.2295 | 75868024.8975 | 11367545.5051 | 11367545.5051 | 0
|  | 2046 | 75868024.8975 | 2494291.2295 | 73373733.668 | 11080539.976 | 11080539.976 | 0
|  | 2047 | 73373733.668 | 2494291.2295 | 70879442.4385 | 10793534.4468 | 10793534.4468 | 0
|  | 2048 | 70879442.4385 | 2494291.2295 | 68385151.209 | 10506528.9177 | 10506528.9177 | 0
|  | 2049 | 68385151.209 | 2494291.2295 | 65890859.9795 | 10219523.3886 | 10219523.3886 | 0
|  | 2050 | 65890859.9795 | 2494291.2295 | 63396568.75 | 9932517.8595 | 9932517.8595 | 0
|  | 2051 | 63396568.75 | 2494291.2295 | 60902277.5205 | 9645512.3303 | 9645512.3303 | 0
|  | 2052 | 60902277.5205 | 2494291.2295 | 58407986.291 | 9358506.8012 | 9358506.8012 | 0
|  | 2053 | 58407986.291 | 2494291.2295 | 55913695.0615 | 9071501.2721 | 9071501.2721 | 0
|  | 2054 | 55913695.0615 | 2494291.2295 | 53419403.832 | 8784495.7429 | 8784495.7429 | 0
|  | 2055 | 53419403.832 | 2494291.2295 | 50925112.6025 | 8497490.2138 | 8497490.2138 | 0
|  | 2056 | 50925112.6025 | 2494291.2295 | 48430821.373 | 8210484.6847 | 8210484.6847 | 0
|  | 2057 | 48430821.373 | 2494291.2295 | 45936530.1434 | 7923479.1555 | 7923479.1555 | 0
|  | 2058 | 45936530.1434 | 2494291.2295 | 43442238.9139 | 7636473.6264 | 7636473.6264 | 0
|  | 2059 | 43442238.9139 | 2494291.2295 | 40947947.6844 | 7349468.0973 | 7349468.0973 | 0
|  | 2060 | 40947947.6844 | 2494291.2295 | 38453656.4549 | 7062462.5682 | 7062462.5682 | 0
|  | 2061 | 38453656.4549 | 2494291.2295 | 35959365.2254 | 6775457.039 | 6775457.039 | 0
|  | 2062 | 35959365.2254 | 2494291.2295 | 33465073.9959 | 6488451.5099 | 6488451.5099 | 0
|  | 2063 | 33465073.9959 | 2494291.2295 | 30970782.7664 | 6201445.9808 | 6201445.9808 | 0
|  | 2064 | 30970782.7664 | 2494291.2295 | 28476491.5369 | 5914440.4516 | 5914440.4516 | 0
|  | 2065 | 28476491.5369 | 2494291.2295 | 25982200.3074 | 5627434.9225 | 5627434.9225 | 0
|  | 2066 | 25982200.3074 | 2494291.2295 | 23487909.0779 | 5340429.3934 | 5340429.3934 | 0
|  | 2067 | 23487909.0779 | 2494291.2295 | 20993617.8484 | 5053423.8642 | 5053423.8642 | 0
|  | 2068 | 20993617.8484 | 2494291.2295 | 18499326.6189 | 4766418.3351 | 4766418.3351 | 0
|  | 2069 | 18499326.6189 | 2494291.2295 | 16005035.3893 | 4479412.806 | 4479412.806 | 0
|  | 2070 | 16005035.3893 | 2494291.2295 | 13510744.1598 | 4192407.2769 | 4192407.2769 | 0
|  | 2071 | 13510744.1598 | 2494291.2295 | 11016452.9303 | 3905401.7477 | 3905401.7477 | 0
|  | 2072 | 11016452.9303 | 2494291.2295 | 8522161.7008 | 3618396.2186 | 3618396.2186 | 0
|  | 2073 | 8522161.7008 | 2494291.2295 | 6027870.4713 | 3331390.6895 | 3331390.6895 | 0
|  | 2074 | 6027870.4713 | 2494291.2295 | 3533579.2418 | 3044385.1603 | 3044385.1603 | 0
|  | Project Totals |  | 148618185.7582 |  | 689563815.3491 | 689563815.3491 | 0
** This is the total amount that needs to be reported to PJM for billing to all regions.
## This is the calculation of additional incentive revenue on projects deemed by the FERC to be eligible for an incentive return. This
additional incentive requirement is applicable for the life of this specific project. Each year the revenue requirement calculated for PJM
should be incremented by the amount of the incentive revenue calculated for that year on this project.
In order to calculate the proper monthly RTEP billing amount, PJM requires a 12 month revenue requirement for each RTEP project. As a result, notwithstanding the fact that the project was in service for a partial year, the project revenue requirement in the year that the project goes into service has been annualized (shown at the full-year level) so that PJM will collect the correct monthly billings.
[13 empty] | Page 9 of | 12 | 1
| IV. | Determine the Revenue Requirement, and Additional Revenue Requirement for facilities receiving incentives.
A. Base Plan Facilities
|  | Facilities receiving incentives accepted by FERC in Docket No. |  |  |  |  | (e.g. ER05-925-000) |  |  | Current Projected Year ARR |  |  | 562655.9858
[10 empty] | Current Projected Year ARR w/ Incentive |  |  | 562655.9858
|  | Project Description: | RTEP ID: b2022 (Terminate Tristate-Kyger Creek 345 kV line at Sporn) | [6 empty] | Current Projected Year Incentive ARR |  |  | 0
Details
|  | Investment | 4384974 | Current Year |  |  |  | 2017 |  | CUMULATIVE HISTORY OF PROJECTED ANNUAL REVENUE REQUIREMENTS:
|  | Service Year (yyyy) | 2015 | ROE increase accepted by FERC (Basis Points) |  |  |  | 0 |  | CUMULATIVE HISTORY OF PROJECTED ANNUAL REVENUE REQUIREMENTS:
|  | Service Month (1-12) | 10 | FCR w/o incentives, less depreciation |  |  |  | 11.51% |  | INPUT PROJECTED ARR (WITH & WITHOUT INCENTIVES) FROM EACH PRIOR YEAR
|  | Useful life | 61 | FCR w/incentives approved for these facilities, less dep. |  |  |  | 11.51% |  | TEMPLATE BELOW TO MAINTAIN HISTORY OF PROJECTED ARRS OVER THE
|  | CIAC (Yes or No) | No | Annual Depreciation Expense |  |  |  | 71884.8197 |  | LIFE OF THE PROJECT.
|  | Investment | Beginning | Depreciation | Ending | RTEP Rev. Req't. | RTEP Rev. Req't. | Incentive Rev. |  | RTEP Projected Rev. Req't.From Prior Year Template |  | RTEP Projected Rev. Req't.From Prior Year Template
|  | Year | Balance | Expense | Balance | w/o Incentives | with Incentives ** | Requirement ## |  | w/o Incentives |  | with Incentives **
|  | 2015 | 4384974 | 11980.8033 | 4372993.1967 | 515848.3909 | 515848.3909 | 0 |  | 366645 |  | 366645
|  | 2016 | 4372993.1967 | 71884.8197 | 4301108.377 | 570927.4099 | 570927.4099 | 0
|  | 2017 | 4301108.377 | 71884.8197 | 4229223.5574 | 562655.9858 | 562655.9858 | 0
|  | 2018 | 4229223.5574 | 71884.8197 | 4157338.7377 | 554384.5616 | 554384.5616 | 0
|  | 2019 | 4157338.7377 | 71884.8197 | 4085453.918 | 546113.1375 | 546113.1375 | 0
|  | 2020 | 4085453.918 | 71884.8197 | 4013569.0984 | 537841.7133 | 537841.7133 | 0
|  | 2021 | 4013569.0984 | 71884.8197 | 3941684.2787 | 529570.2892 | 529570.2892 | 0
|  | 2022 | 3941684.2787 | 71884.8197 | 3869799.459 | 521298.865 | 521298.865 | 0
|  | 2023 | 3869799.459 | 71884.8197 | 3797914.6393 | 513027.4409 | 513027.4409 | 0
|  | 2024 | 3797914.6393 | 71884.8197 | 3726029.8197 | 504756.0167 | 504756.0167 | 0
|  | 2025 | 3726029.8197 | 71884.8197 | 3654145 | 496484.5926 | 496484.5926 | 0
|  | 2026 | 3654145 | 71884.8197 | 3582260.1803 | 488213.1684 | 488213.1684 | 0
|  | 2027 | 3582260.1803 | 71884.8197 | 3510375.3607 | 479941.7443 | 479941.7443 | 0
|  | 2028 | 3510375.3607 | 71884.8197 | 3438490.541 | 471670.3201 | 471670.3201 | 0
|  | 2029 | 3438490.541 | 71884.8197 | 3366605.7213 | 463398.896 | 463398.896 | 0
|  | 2030 | 3366605.7213 | 71884.8197 | 3294720.9016 | 455127.4718 | 455127.4718 | 0
|  | 2031 | 3294720.9016 | 71884.8197 | 3222836.082 | 446856.0477 | 446856.0477 | 0
|  | 2032 | 3222836.082 | 71884.8197 | 3150951.2623 | 438584.6235 | 438584.6235 | 0
|  | 2033 | 3150951.2623 | 71884.8197 | 3079066.4426 | 430313.1994 | 430313.1994 | 0
|  | 2034 | 3079066.4426 | 71884.8197 | 3007181.623 | 422041.7752 | 422041.7752 | 0
|  | 2035 | 3007181.623 | 71884.8197 | 2935296.8033 | 413770.3511 | 413770.3511 | 0
|  | 2036 | 2935296.8033 | 71884.8197 | 2863411.9836 | 405498.927 | 405498.927 | 0
|  | 2037 | 2863411.9836 | 71884.8197 | 2791527.1639 | 397227.5028 | 397227.5028 | 0
|  | 2038 | 2791527.1639 | 71884.8197 | 2719642.3443 | 388956.0787 | 388956.0787 | 0
|  | 2039 | 2719642.3443 | 71884.8197 | 2647757.5246 | 380684.6545 | 380684.6545 | 0
|  | 2040 | 2647757.5246 | 71884.8197 | 2575872.7049 | 372413.2304 | 372413.2304 | 0
|  | 2041 | 2575872.7049 | 71884.8197 | 2503987.8852 | 364141.8062 | 364141.8062 | 0
|  | 2042 | 2503987.8852 | 71884.8197 | 2432103.0656 | 355870.3821 | 355870.3821 | 0
|  | 2043 | 2432103.0656 | 71884.8197 | 2360218.2459 | 347598.9579 | 347598.9579 | 0
|  | 2044 | 2360218.2459 | 71884.8197 | 2288333.4262 | 339327.5338 | 339327.5338 | 0
|  | 2045 | 2288333.4262 | 71884.8197 | 2216448.6066 | 331056.1096 | 331056.1096 | 0
|  | 2046 | 2216448.6066 | 71884.8197 | 2144563.7869 | 322784.6855 | 322784.6855 | 0
|  | 2047 | 2144563.7869 | 71884.8197 | 2072678.9672 | 314513.2613 | 314513.2613 | 0
|  | 2048 | 2072678.9672 | 71884.8197 | 2000794.1475 | 306241.8372 | 306241.8372 | 0
|  | 2049 | 2000794.1475 | 71884.8197 | 1928909.3279 | 297970.413 | 297970.413 | 0
|  | 2050 | 1928909.3279 | 71884.8197 | 1857024.5082 | 289698.9889 | 289698.9889 | 0
|  | 2051 | 1857024.5082 | 71884.8197 | 1785139.6885 | 281427.5647 | 281427.5647 | 0
|  | 2052 | 1785139.6885 | 71884.8197 | 1713254.8689 | 273156.1406 | 273156.1406 | 0
|  | 2053 | 1713254.8689 | 71884.8197 | 1641370.0492 | 264884.7164 | 264884.7164 | 0
|  | 2054 | 1641370.0492 | 71884.8197 | 1569485.2295 | 256613.2923 | 256613.2923 | 0
|  | 2055 | 1569485.2295 | 71884.8197 | 1497600.4098 | 248341.8681 | 248341.8681 | 0
|  | 2056 | 1497600.4098 | 71884.8197 | 1425715.5902 | 240070.444 | 240070.444 | 0
|  | 2057 | 1425715.5902 | 71884.8197 | 1353830.7705 | 231799.0199 | 231799.0199 | 0
|  | 2058 | 1353830.7705 | 71884.8197 | 1281945.9508 | 223527.5957 | 223527.5957 | 0
|  | 2059 | 1281945.9508 | 71884.8197 | 1210061.1311 | 215256.1716 | 215256.1716 | 0
|  | 2060 | 1210061.1311 | 71884.8197 | 1138176.3115 | 206984.7474 | 206984.7474 | 0
|  | 2061 | 1138176.3115 | 71884.8197 | 1066291.4918 | 198713.3233 | 198713.3233 | 0
|  | 2062 | 1066291.4918 | 71884.8197 | 994406.6721 | 190441.8991 | 190441.8991 | 0
|  | 2063 | 994406.6721 | 71884.8197 | 922521.8525 | 182170.475 | 182170.475 | 0
|  | 2064 | 922521.8525 | 71884.8197 | 850637.0328 | 173899.0508 | 173899.0508 | 0
|  | 2065 | 850637.0328 | 71884.8197 | 778752.2131 | 165627.6267 | 165627.6267 | 0
|  | 2066 | 778752.2131 | 71884.8197 | 706867.3934 | 157356.2025 | 157356.2025 | 0
|  | 2067 | 706867.3934 | 71884.8197 | 634982.5738 | 149084.7784 | 149084.7784 | 0
|  | 2068 | 634982.5738 | 71884.8197 | 563097.7541 | 140813.3542 | 140813.3542 | 0
|  | 2069 | 563097.7541 | 71884.8197 | 491212.9344 | 132541.9301 | 132541.9301 | 0
|  | 2070 | 491212.9344 | 71884.8197 | 419328.1148 | 124270.5059 | 124270.5059 | 0
|  | 2071 | 419328.1148 | 71884.8197 | 347443.2951 | 115999.0818 | 115999.0818 | 0
|  | 2072 | 347443.2951 | 71884.8197 | 275558.4754 | 107727.6576 | 107727.6576 | 0
|  | 2073 | 275558.4754 | 71884.8197 | 203673.6557 | 99456.2335 | 99456.2335 | 0
|  | 2074 | 203673.6557 | 71884.8197 | 131788.8361 | 91184.8093 | 91184.8093 | 0
|  | Project Totals |  | 4253185.1639 |  | 20048158.8587 | 20048158.8587 | 0
** This is the total amount that needs to be reported to PJM for billing to all regions.
## This is the calculation of additional incentive revenue on projects deemed by the FERC to be eligible for an incentive return. This
additional incentive requirement is applicable for the life of this specific project. Each year the revenue requirement calculated for PJM
should be incremented by the amount of the incentive revenue calculated for that year on this project.
In order to calculate the proper monthly RTEP billing amount, PJM requires a 12 month revenue requirement for each RTEP project. As a result, notwithstanding the fact that the project was in service for a partial year, the project revenue requirement in the year that the project goes into service has been annualized (shown at the full-year level) so that PJM will collect the correct monthly billings.
[13 empty] | Page 10 of | 12 | 1
| IV. | Determine the Revenue Requirement, and Additional Revenue Requirement for facilities receiving incentives.
A. Base Plan Facilities
|  | Facilities receiving incentives accepted by FERC in Docket No. |  |  |  |  | (e.g. ER05-925-000) |  |  | Current Projected Year ARR |  |  | 286948.3121
[10 empty] | Current Projected Year ARR w/ Incentive |  |  | 286948.3121
|  | Project Description: | RTEP ID: b1875 (138 kV Bradley to McClung upgrades) | [6 empty] | Current Projected Year Incentive ARR |  |  | 0
Details
|  | Investment | 2272479 | Current Year |  |  |  | 2017 |  | CUMULATIVE HISTORY OF PROJECTED ANNUAL REVENUE REQUIREMENTS:
|  | Service Year (yyyy) | 2014 | ROE increase accepted by FERC (Basis Points) |  |  |  | 0 |  | CUMULATIVE HISTORY OF PROJECTED ANNUAL REVENUE REQUIREMENTS:
|  | Service Month (1-12) | 9 | FCR w/o incentives, less depreciation |  |  |  | 11.51% |  | INPUT PROJECTED ARR (WITH & WITHOUT INCENTIVES) FROM EACH PRIOR YEAR
|  | Useful life | 61 | FCR w/incentives approved for these facilities, less dep. |  |  |  | 11.51% |  | TEMPLATE BELOW TO MAINTAIN HISTORY OF PROJECTED ARRS OVER THE
|  | CIAC (Yes or No) | No | Annual Depreciation Expense |  |  |  | 37253.7541 |  | LIFE OF THE PROJECT.
|  | Investment | Beginning | Depreciation | Ending | RTEP Rev. Req't. | RTEP Rev. Req't. | Incentive Rev. |  | RTEP Projected Rev. Req't.From Prior Year Template |  | RTEP Projected Rev. Req't.From Prior Year Template
|  | Year | Balance | Expense | Balance | w/o Incentives | with Incentives ** | Requirement ## |  | w/o Incentives |  | with Incentives **
|  | 2014 | 2272479 | 9313.4385 | 2263165.5615 | 270260.3263 | 270260.3263 | 0 |  | 0 |  | 0
|  | 2015 | 2263165.5615 | 37253.7541 | 2225911.8074 | 295521.5158 | 295521.5158 | 0 |  | 0 |  | 0
|  | 2016 | 2225911.8074 | 37253.7541 | 2188658.0533 | 291234.9139 | 291234.9139 | 0
|  | 2017 | 2188658.0533 | 37253.7541 | 2151404.2992 | 286948.3121 | 286948.3121 | 0
|  | 2018 | 2151404.2992 | 37253.7541 | 2114150.5451 | 282661.7102 | 282661.7102 | 0
|  | 2019 | 2114150.5451 | 37253.7541 | 2076896.791 | 278375.1083 | 278375.1083 | 0
|  | 2020 | 2076896.791 | 37253.7541 | 2039643.0369 | 274088.5065 | 274088.5065 | 0
|  | 2021 | 2039643.0369 | 37253.7541 | 2002389.2828 | 269801.9046 | 269801.9046 | 0
|  | 2022 | 2002389.2828 | 37253.7541 | 1965135.5287 | 265515.3028 | 265515.3028 | 0
|  | 2023 | 1965135.5287 | 37253.7541 | 1927881.7746 | 261228.7009 | 261228.7009 | 0
|  | 2024 | 1927881.7746 | 37253.7541 | 1890628.0205 | 256942.0991 | 256942.0991 | 0
|  | 2025 | 1890628.0205 | 37253.7541 | 1853374.2664 | 252655.4972 | 252655.4972 | 0
|  | 2026 | 1853374.2664 | 37253.7541 | 1816120.5123 | 248368.8954 | 248368.8954 | 0
|  | 2027 | 1816120.5123 | 37253.7541 | 1778866.7582 | 244082.2935 | 244082.2935 | 0
|  | 2028 | 1778866.7582 | 37253.7541 | 1741613.0041 | 239795.6917 | 239795.6917 | 0
|  | 2029 | 1741613.0041 | 37253.7541 | 1704359.25 | 235509.0898 | 235509.0898 | 0
|  | 2030 | 1704359.25 | 37253.7541 | 1667105.4959 | 231222.488 | 231222.488 | 0
|  | 2031 | 1667105.4959 | 37253.7541 | 1629851.7418 | 226935.8861 | 226935.8861 | 0
|  | 2032 | 1629851.7418 | 37253.7541 | 1592597.9877 | 222649.2843 | 222649.2843 | 0
|  | 2033 | 1592597.9877 | 37253.7541 | 1555344.2336 | 218362.6824 | 218362.6824 | 0
|  | 2034 | 1555344.2336 | 37253.7541 | 1518090.4795 | 214076.0805 | 214076.0805 | 0
|  | 2035 | 1518090.4795 | 37253.7541 | 1480836.7254 | 209789.4787 | 209789.4787 | 0
|  | 2036 | 1480836.7254 | 37253.7541 | 1443582.9713 | 205502.8768 | 205502.8768 | 0
|  | 2037 | 1443582.9713 | 37253.7541 | 1406329.2172 | 201216.275 | 201216.275 | 0
|  | 2038 | 1406329.2172 | 37253.7541 | 1369075.4631 | 196929.6731 | 196929.6731 | 0
|  | 2039 | 1369075.4631 | 37253.7541 | 1331821.709 | 192643.0713 | 192643.0713 | 0
|  | 2040 | 1331821.709 | 37253.7541 | 1294567.9549 | 188356.4694 | 188356.4694 | 0
|  | 2041 | 1294567.9549 | 37253.7541 | 1257314.2008 | 184069.8676 | 184069.8676 | 0
|  | 2042 | 1257314.2008 | 37253.7541 | 1220060.4467 | 179783.2657 | 179783.2657 | 0
|  | 2043 | 1220060.4467 | 37253.7541 | 1182806.6926 | 175496.6639 | 175496.6639 | 0
|  | 2044 | 1182806.6926 | 37253.7541 | 1145552.9385 | 171210.062 | 171210.062 | 0
|  | 2045 | 1145552.9385 | 37253.7541 | 1108299.1844 | 166923.4602 | 166923.4602 | 0
|  | 2046 | 1108299.1844 | 37253.7541 | 1071045.4303 | 162636.8583 | 162636.8583 | 0
|  | 2047 | 1071045.4303 | 37253.7541 | 1033791.6762 | 158350.2565 | 158350.2565 | 0
|  | 2048 | 1033791.6762 | 37253.7541 | 996537.9221 | 154063.6546 | 154063.6546 | 0
|  | 2049 | 996537.9221 | 37253.7541 | 959284.168 | 149777.0527 | 149777.0527 | 0
|  | 2050 | 959284.168 | 37253.7541 | 922030.4139 | 145490.4509 | 145490.4509 | 0
|  | 2051 | 922030.4139 | 37253.7541 | 884776.6598 | 141203.849 | 141203.849 | 0
|  | 2052 | 884776.6598 | 37253.7541 | 847522.9057 | 136917.2472 | 136917.2472 | 0
|  | 2053 | 847522.9057 | 37253.7541 | 810269.1516 | 132630.6453 | 132630.6453 | 0
|  | 2054 | 810269.1516 | 37253.7541 | 773015.3975 | 128344.0435 | 128344.0435 | 0
|  | 2055 | 773015.3975 | 37253.7541 | 735761.6434 | 124057.4416 | 124057.4416 | 0
|  | 2056 | 735761.6434 | 37253.7541 | 698507.8893 | 119770.8398 | 119770.8398 | 0
|  | 2057 | 698507.8893 | 37253.7541 | 661254.1352 | 115484.2379 | 115484.2379 | 0
|  | 2058 | 661254.1352 | 37253.7541 | 624000.3811 | 111197.6361 | 111197.6361 | 0
|  | 2059 | 624000.3811 | 37253.7541 | 586746.627 | 106911.0342 | 106911.0342 | 0
|  | 2060 | 586746.627 | 37253.7541 | 549492.873 | 102624.4324 | 102624.4324 | 0
|  | 2061 | 549492.873 | 37253.7541 | 512239.1189 | 98337.8305 | 98337.8305 | 0
|  | 2062 | 512239.1189 | 37253.7541 | 474985.3648 | 94051.2287 | 94051.2287 | 0
|  | 2063 | 474985.3648 | 37253.7541 | 437731.6107 | 89764.6268 | 89764.6268 | 0
|  | 2064 | 437731.6107 | 37253.7541 | 400477.8566 | 85478.0249 | 85478.0249 | 0
|  | 2065 | 400477.8566 | 37253.7541 | 363224.1025 | 81191.4231 | 81191.4231 | 0
|  | 2066 | 363224.1025 | 37253.7541 | 325970.3484 | 76904.8212 | 76904.8212 | 0
|  | 2067 | 325970.3484 | 37253.7541 | 288716.5943 | 72618.2194 | 72618.2194 | 0
|  | 2068 | 288716.5943 | 37253.7541 | 251462.8402 | 68331.6175 | 68331.6175 | 0
|  | 2069 | 251462.8402 | 37253.7541 | 214209.0861 | 64045.0157 | 64045.0157 | 0
|  | 2070 | 214209.0861 | 37253.7541 | 176955.332 | 59758.4138 | 59758.4138 | 0
|  | 2071 | 176955.332 | 37253.7541 | 139701.5779 | 55471.812 | 55471.812 | 0
|  | 2072 | 139701.5779 | 37253.7541 | 102447.8238 | 51185.2101 | 51185.2101 | 0
|  | 2073 | 102447.8238 | 37253.7541 | 65194.0697 | 46898.6083 | 46898.6083 | 0
|  | Project Totals |  | 2207284.9303 |  | 10371653.9852 | 10371653.9852 | 0
** This is the total amount that needs to be reported to PJM for billing to all regions.
## This is the calculation of additional incentive revenue on projects deemed by the FERC to be eligible for an incentive return. This
additional incentive requirement is applicable for the life of this specific project. Each year the revenue requirement calculated for PJM
should be incremented by the amount of the incentive revenue calculated for that year on this project.
In order to calculate the proper monthly RTEP billing amount, PJM requires a 12 month revenue requirement for each RTEP project. As a result, notwithstanding the fact that the project was in service for a partial year, the project revenue requirement in the year that the project goes into service has been annualized (shown at the full-year level) so that PJM will collect the correct monthly billings.
[13 empty] | Page 11 of | 12 | 1
| IV. | Determine the Revenue Requirement, and Additional Revenue Requirement for facilities receiving incentives.
A. Base Plan Facilities
|  | Facilities receiving incentives accepted by FERC in Docket No. |  |  |  |  | (e.g. ER05-925-000) |  |  | Current Projected Year ARR |  |  | 797575.8262
[10 empty] | Current Projected Year ARR w/ Incentive |  |  | 797575.8262
|  | Project Description: | RTEP ID: b2230 (Replace existing 150 MVAR reactor at Amos 765 kV) | [6 empty] | Current Projected Year Incentive ARR |  |  | 0
Details
|  | Investment | 6634575 | Current Year |  |  |  | 2017 |  | CUMULATIVE HISTORY OF PROJECTED ANNUAL REVENUE REQUIREMENTS:
|  | Service Year (yyyy) | 2017 | ROE increase accepted by FERC (Basis Points) |  |  |  | 0 |  | CUMULATIVE HISTORY OF PROJECTED ANNUAL REVENUE REQUIREMENTS:
|  | Service Month (1-12) | 8 | FCR w/o incentives, less depreciation |  |  |  | 11.51% |  | INPUT PROJECTED ARR (WITH & WITHOUT INCENTIVES) FROM EACH PRIOR YEAR
|  | Useful life | 61 | FCR w/incentives approved for these facilities, less dep. |  |  |  | 11.51% |  | TEMPLATE BELOW TO MAINTAIN HISTORY OF PROJECTED ARRS OVER THE
|  | CIAC (Yes or No) | No | Annual Depreciation Expense |  |  |  | 108763.5246 |  | LIFE OF THE PROJECT.
|  | Investment | Beginning | Depreciation | Ending | RTEP Rev. Req't. | RTEP Rev. Req't. | Incentive Rev. |  | RTEP Projected Rev. Req't.From Prior Year Template |  | RTEP Projected Rev. Req't.From Prior Year Template
|  | Year | Balance | Expense | Balance | w/o Incentives | with Incentives ** | Requirement ## |  | w/o Incentives |  | with Incentives **
|  | 2017 | 6634575 | 36254.5082 | 6598320.4918 | 797575.8262 | 797575.8262 | 0
|  | 2018 | 6598320.4918 | 108763.5246 | 6489556.9672 | 861741.5952 | 861741.5952 | 0
|  | 2019 | 6489556.9672 | 108763.5246 | 6380793.4426 | 849226.7243 | 849226.7243 | 0
|  | 2020 | 6380793.4426 | 108763.5246 | 6272029.918 | 836711.8533 | 836711.8533 | 0
|  | 2021 | 6272029.918 | 108763.5246 | 6163266.3934 | 824196.9823 | 824196.9823 | 0
|  | 2022 | 6163266.3934 | 108763.5246 | 6054502.8689 | 811682.1113 | 811682.1113 | 0
|  | 2023 | 6054502.8689 | 108763.5246 | 5945739.3443 | 799167.2403 | 799167.2403 | 0
|  | 2024 | 5945739.3443 | 108763.5246 | 5836975.8197 | 786652.3694 | 786652.3694 | 0
|  | 2025 | 5836975.8197 | 108763.5246 | 5728212.2951 | 774137.4984 | 774137.4984 | 0
|  | 2026 | 5728212.2951 | 108763.5246 | 5619448.7705 | 761622.6274 | 761622.6274 | 0
|  | 2027 | 5619448.7705 | 108763.5246 | 5510685.2459 | 749107.7564 | 749107.7564 | 0
|  | 2028 | 5510685.2459 | 108763.5246 | 5401921.7213 | 736592.8854 | 736592.8854 | 0
|  | 2029 | 5401921.7213 | 108763.5246 | 5293158.1967 | 724078.0145 | 724078.0145 | 0
|  | 2030 | 5293158.1967 | 108763.5246 | 5184394.6721 | 711563.1435 | 711563.1435 | 0
|  | 2031 | 5184394.6721 | 108763.5246 | 5075631.1475 | 699048.2725 | 699048.2725 | 0
|  | 2032 | 5075631.1475 | 108763.5246 | 4966867.623 | 686533.4015 | 686533.4015 | 0
|  | 2033 | 4966867.623 | 108763.5246 | 4858104.0984 | 674018.5305 | 674018.5305 | 0
|  | 2034 | 4858104.0984 | 108763.5246 | 4749340.5738 | 661503.6596 | 661503.6596 | 0
|  | 2035 | 4749340.5738 | 108763.5246 | 4640577.0492 | 648988.7886 | 648988.7886 | 0
|  | 2036 | 4640577.0492 | 108763.5246 | 4531813.5246 | 636473.9176 | 636473.9176 | 0
|  | 2037 | 4531813.5246 | 108763.5246 | 4423050 | 623959.0466 | 623959.0466 | 0
|  | 2038 | 4423050 | 108763.5246 | 4314286.4754 | 611444.1756 | 611444.1756 | 0
|  | 2039 | 4314286.4754 | 108763.5246 | 4205522.9508 | 598929.3047 | 598929.3047 | 0
|  | 2040 | 4205522.9508 | 108763.5246 | 4096759.4262 | 586414.4337 | 586414.4337 | 0
|  | 2041 | 4096759.4262 | 108763.5246 | 3987995.9016 | 573899.5627 | 573899.5627 | 0
|  | 2042 | 3987995.9016 | 108763.5246 | 3879232.377 | 561384.6917 | 561384.6917 | 0
|  | 2043 | 3879232.377 | 108763.5246 | 3770468.8525 | 548869.8207 | 548869.8207 | 0
|  | 2044 | 3770468.8525 | 108763.5246 | 3661705.3279 | 536354.9498 | 536354.9498 | 0
|  | 2045 | 3661705.3279 | 108763.5246 | 3552941.8033 | 523840.0788 | 523840.0788 | 0
|  | 2046 | 3552941.8033 | 108763.5246 | 3444178.2787 | 511325.2078 | 511325.2078 | 0
|  | 2047 | 3444178.2787 | 108763.5246 | 3335414.7541 | 498810.3368 | 498810.3368 | 0
|  | 2048 | 3335414.7541 | 108763.5246 | 3226651.2295 | 486295.4658 | 486295.4658 | 0
|  | 2049 | 3226651.2295 | 108763.5246 | 3117887.7049 | 473780.5949 | 473780.5949 | 0
|  | 2050 | 3117887.7049 | 108763.5246 | 3009124.1803 | 461265.7239 | 461265.7239 | 0
|  | 2051 | 3009124.1803 | 108763.5246 | 2900360.6557 | 448750.8529 | 448750.8529 | 0
|  | 2052 | 2900360.6557 | 108763.5246 | 2791597.1311 | 436235.9819 | 436235.9819 | 0
|  | 2053 | 2791597.1311 | 108763.5246 | 2682833.6066 | 423721.1109 | 423721.1109 | 0
|  | 2054 | 2682833.6066 | 108763.5246 | 2574070.082 | 411206.24 | 411206.24 | 0
|  | 2055 | 2574070.082 | 108763.5246 | 2465306.5574 | 398691.369 | 398691.369 | 0
|  | 2056 | 2465306.5574 | 108763.5246 | 2356543.0328 | 386176.498 | 386176.498 | 0
|  | 2057 | 2356543.0328 | 108763.5246 | 2247779.5082 | 373661.627 | 373661.627 | 0
|  | 2058 | 2247779.5082 | 108763.5246 | 2139015.9836 | 361146.756 | 361146.756 | 0
|  | 2059 | 2139015.9836 | 108763.5246 | 2030252.459 | 348631.885 | 348631.885 | 0
|  | 2060 | 2030252.459 | 108763.5246 | 1921488.9344 | 336117.0141 | 336117.0141 | 0
|  | 2061 | 1921488.9344 | 108763.5246 | 1812725.4098 | 323602.1431 | 323602.1431 | 0
|  | 2062 | 1812725.4098 | 108763.5246 | 1703961.8852 | 311087.2721 | 311087.2721 | 0
|  | 2063 | 1703961.8852 | 108763.5246 | 1595198.3607 | 298572.4011 | 298572.4011 | 0
|  | 2064 | 1595198.3607 | 108763.5246 | 1486434.8361 | 286057.5301 | 286057.5301 | 0
|  | 2065 | 1486434.8361 | 108763.5246 | 1377671.3115 | 273542.6592 | 273542.6592 | 0
|  | 2066 | 1377671.3115 | 108763.5246 | 1268907.7869 | 261027.7882 | 261027.7882 | 0
|  | 2067 | 1268907.7869 | 108763.5246 | 1160144.2623 | 248512.9172 | 248512.9172 | 0
|  | 2068 | 1160144.2623 | 108763.5246 | 1051380.7377 | 235998.0462 | 235998.0462 | 0
|  | 2069 | 1051380.7377 | 108763.5246 | 942617.2131 | 223483.1752 | 223483.1752 | 0
|  | 2070 | 942617.2131 | 108763.5246 | 833853.6885 | 210968.3043 | 210968.3043 | 0
|  | 2071 | 833853.6885 | 108763.5246 | 725090.1639 | 198453.4333 | 198453.4333 | 0
|  | 2072 | 725090.1639 | 108763.5246 | 616326.6393 | 185938.5623 | 185938.5623 | 0
|  | 2073 | 616326.6393 | 108763.5246 | 507563.1148 | 173423.6913 | 173423.6913 | 0
|  | 2074 | 507563.1148 | 108763.5246 | 398799.5902 | 160908.8203 | 160908.8203 | 0
|  | 2075 | 398799.5902 | 108763.5246 | 290036.0656 | 148393.9494 | 148393.9494 | 0
|  | 2076 | 290036.0656 | 108763.5246 | 181272.541 | 135879.0784 | 135879.0784 | 0
|  | Project Totals |  | 6453302.459 |  | 30227385.6982 | 30227385.6982 | 0
** This is the total amount that needs to be reported to PJM for billing to all regions.
## This is the calculation of additional incentive revenue on projects deemed by the FERC to be eligible for an incentive return. This
additional incentive requirement is applicable for the life of this specific project. Each year the revenue requirement calculated for PJM
should be incremented by the amount of the incentive revenue calculated for that year on this project.
In order to calculate the proper monthly RTEP billing amount, PJM requires a 12 month revenue requirement for each RTEP project. As a result, notwithstanding the fact that the project was in service for a partial year, the project revenue requirement in the year that the project goes into service has been annualized (shown at the full-year level) so that PJM will collect the correct monthly billings.
[13 empty] | Page 12 of | 12 | 1
| IV. | Determine the Revenue Requirement, and Additional Revenue Requirement for facilities receiving incentives.
A. Base Plan Facilities
|  | Facilities receiving incentives accepted by FERC in Docket No. |  |  |  |  | (e.g. ER05-925-000) |  |  | Current Projected Year ARR |  |  | 1253403.9123
[10 empty] | Current Projected Year ARR w/ Incentive |  |  | 1253403.9123
|  | Project Description: | RTEP ID: b2423 (Install a 300 MVAR shunt reactor at AEP's Wyoming 765 kV station) | [6 empty] | Current Projected Year Incentive ARR |  |  | 0
Details
|  | Investment | 10772472 | Current Year |  |  |  | 2017 |  | CUMULATIVE HISTORY OF PROJECTED ANNUAL REVENUE REQUIREMENTS:
|  | Service Year (yyyy) | 2017 | ROE increase accepted by FERC (Basis Points) |  |  |  | 0 |  | CUMULATIVE HISTORY OF PROJECTED ANNUAL REVENUE REQUIREMENTS:
|  | Service Month (1-12) | 11 | FCR w/o incentives, less depreciation |  |  |  | 11.51% |  | INPUT PROJECTED ARR (WITH & WITHOUT INCENTIVES) FROM EACH PRIOR YEAR
|  | Useful life | 61 | FCR w/incentives approved for these facilities, less dep. |  |  |  | 11.51% |  | TEMPLATE BELOW TO MAINTAIN HISTORY OF PROJECTED ARRS OVER THE
|  | CIAC (Yes or No) | No | Annual Depreciation Expense |  |  |  | 176597.9016 |  | LIFE OF THE PROJECT.
|  | Investment | Beginning | Depreciation | Ending | RTEP Rev. Req't. | RTEP Rev. Req't. | Incentive Rev. |  | RTEP Projected Rev. Req't.From Prior Year Template |  | RTEP Projected Rev. Req't.From Prior Year Template
|  | Year | Balance | Expense | Balance | w/o Incentives | with Incentives ** | Requirement ## |  | w/o Incentives |  | with Incentives **
|  | 2017 | 10772472 | 14716.4918 | 10757755.5082 | 1253403.9123 | 1253403.9123 | 0
|  | 2018 | 10757755.5082 | 176597.9016 | 10581157.6066 | 1404278.5303 | 1404278.5303 | 0
|  | 2019 | 10581157.6066 | 176597.9016 | 10404559.7049 | 1383958.2992 | 1383958.2992 | 0
|  | 2020 | 10404559.7049 | 176597.9016 | 10227961.8033 | 1363638.0681 | 1363638.0681 | 0
|  | 2021 | 10227961.8033 | 176597.9016 | 10051363.9016 | 1343317.837 | 1343317.837 | 0
|  | 2022 | 10051363.9016 | 176597.9016 | 9874766 | 1322997.6059 | 1322997.6059 | 0
|  | 2023 | 9874766 | 176597.9016 | 9698168.0984 | 1302677.3749 | 1302677.3749 | 0
|  | 2024 | 9698168.0984 | 176597.9016 | 9521570.1967 | 1282357.1438 | 1282357.1438 | 0
|  | 2025 | 9521570.1967 | 176597.9016 | 9344972.2951 | 1262036.9127 | 1262036.9127 | 0
|  | 2026 | 9344972.2951 | 176597.9016 | 9168374.3934 | 1241716.6816 | 1241716.6816 | 0
|  | 2027 | 9168374.3934 | 176597.9016 | 8991776.4918 | 1221396.4505 | 1221396.4505 | 0
|  | 2028 | 8991776.4918 | 176597.9016 | 8815178.5902 | 1201076.2194 | 1201076.2194 | 0
|  | 2029 | 8815178.5902 | 176597.9016 | 8638580.6885 | 1180755.9883 | 1180755.9883 | 0
|  | 2030 | 8638580.6885 | 176597.9016 | 8461982.7869 | 1160435.7572 | 1160435.7572 | 0
|  | 2031 | 8461982.7869 | 176597.9016 | 8285384.8852 | 1140115.5261 | 1140115.5261 | 0
|  | 2032 | 8285384.8852 | 176597.9016 | 8108786.9836 | 1119795.295 | 1119795.295 | 0
|  | 2033 | 8108786.9836 | 176597.9016 | 7932189.082 | 1099475.0639 | 1099475.0639 | 0
|  | 2034 | 7932189.082 | 176597.9016 | 7755591.1803 | 1079154.8328 | 1079154.8328 | 0
|  | 2035 | 7755591.1803 | 176597.9016 | 7578993.2787 | 1058834.6017 | 1058834.6017 | 0
|  | 2036 | 7578993.2787 | 176597.9016 | 7402395.377 | 1038514.3706 | 1038514.3706 | 0
|  | 2037 | 7402395.377 | 176597.9016 | 7225797.4754 | 1018194.1395 | 1018194.1395 | 0
|  | 2038 | 7225797.4754 | 176597.9016 | 7049199.5738 | 997873.9084 | 997873.9084 | 0
|  | 2039 | 7049199.5738 | 176597.9016 | 6872601.6721 | 977553.6773 | 977553.6773 | 0
|  | 2040 | 6872601.6721 | 176597.9016 | 6696003.7705 | 957233.4462 | 957233.4462 | 0
|  | 2041 | 6696003.7705 | 176597.9016 | 6519405.8689 | 936913.2151 | 936913.2151 | 0
|  | 2042 | 6519405.8689 | 176597.9016 | 6342807.9672 | 916592.984 | 916592.984 | 0
|  | 2043 | 6342807.9672 | 176597.9016 | 6166210.0656 | 896272.7529 | 896272.7529 | 0
|  | 2044 | 6166210.0656 | 176597.9016 | 5989612.1639 | 875952.5218 | 875952.5218 | 0
|  | 2045 | 5989612.1639 | 176597.9016 | 5813014.2623 | 855632.2907 | 855632.2907 | 0
|  | 2046 | 5813014.2623 | 176597.9016 | 5636416.3607 | 835312.0597 | 835312.0597 | 0
|  | 2047 | 5636416.3607 | 176597.9016 | 5459818.459 | 814991.8286 | 814991.8286 | 0
|  | 2048 | 5459818.459 | 176597.9016 | 5283220.5574 | 794671.5975 | 794671.5975 | 0
|  | 2049 | 5283220.5574 | 176597.9016 | 5106622.6557 | 774351.3664 | 774351.3664 | 0
|  | 2050 | 5106622.6557 | 176597.9016 | 4930024.7541 | 754031.1353 | 754031.1353 | 0
|  | 2051 | 4930024.7541 | 176597.9016 | 4753426.8525 | 733710.9042 | 733710.9042 | 0
|  | 2052 | 4753426.8525 | 176597.9016 | 4576828.9508 | 713390.6731 | 713390.6731 | 0
|  | 2053 | 4576828.9508 | 176597.9016 | 4400231.0492 | 693070.442 | 693070.442 | 0
|  | 2054 | 4400231.0492 | 176597.9016 | 4223633.1475 | 672750.2109 | 672750.2109 | 0
|  | 2055 | 4223633.1475 | 176597.9016 | 4047035.2459 | 652429.9798 | 652429.9798 | 0
|  | 2056 | 4047035.2459 | 176597.9016 | 3870437.3443 | 632109.7487 | 632109.7487 | 0
|  | 2057 | 3870437.3443 | 176597.9016 | 3693839.4426 | 611789.5176 | 611789.5176 | 0
|  | 2058 | 3693839.4426 | 176597.9016 | 3517241.541 | 591469.2865 | 591469.2865 | 0
|  | 2059 | 3517241.541 | 176597.9016 | 3340643.6393 | 571149.0554 | 571149.0554 | 0
|  | 2060 | 3340643.6393 | 176597.9016 | 3164045.7377 | 550828.8243 | 550828.8243 | 0
|  | 2061 | 3164045.7377 | 176597.9016 | 2987447.8361 | 530508.5932 | 530508.5932 | 0
|  | 2062 | 2987447.8361 | 176597.9016 | 2810849.9344 | 510188.3621 | 510188.3621 | 0
|  | 2063 | 2810849.9344 | 176597.9016 | 2634252.0328 | 489868.131 | 489868.131 | 0
|  | 2064 | 2634252.0328 | 176597.9016 | 2457654.1311 | 469547.8999 | 469547.8999 | 0
|  | 2065 | 2457654.1311 | 176597.9016 | 2281056.2295 | 449227.6688 | 449227.6688 | 0
|  | 2066 | 2281056.2295 | 176597.9016 | 2104458.3279 | 428907.4377 | 428907.4377 | 0
|  | 2067 | 2104458.3279 | 176597.9016 | 1927860.4262 | 408587.2066 | 408587.2066 | 0
|  | 2068 | 1927860.4262 | 176597.9016 | 1751262.5246 | 388266.9756 | 388266.9756 | 0
|  | 2069 | 1751262.5246 | 176597.9016 | 1574664.623 | 367946.7445 | 367946.7445 | 0
|  | 2070 | 1574664.623 | 176597.9016 | 1398066.7213 | 347626.5134 | 347626.5134 | 0
|  | 2071 | 1398066.7213 | 176597.9016 | 1221468.8197 | 327306.2823 | 327306.2823 | 0
|  | 2072 | 1221468.8197 | 176597.9016 | 1044870.918 | 306986.0512 | 306986.0512 | 0
|  | 2073 | 1044870.918 | 176597.9016 | 868273.0164 | 286665.8201 | 286665.8201 | 0
|  | 2074 | 868273.0164 | 176597.9016 | 691675.1148 | 266345.589 | 266345.589 | 0
|  | 2075 | 691675.1148 | 176597.9016 | 515077.2131 | 246025.3579 | 246025.3579 | 0
|  | 2076 | 515077.2131 | 176597.9016 | 338479.3115 | 225705.1268 | 225705.1268 | 0
|  | Project Totals |  | 10433992.6885 |  | 49337921.7972 | 49337921.7972 | 0
** This is the total amount that needs to be reported to PJM for billing to all regions.
## This is the calculation of additional incentive revenue on projects deemed by the FERC to be eligible for an incentive return. This
additional incentive requirement is applicable for the life of this specific project. Each year the revenue requirement calculated for PJM
should be incremented by the amount of the incentive revenue calculated for that year on this project.
In order to calculate the proper monthly RTEP billing amount, PJM requires a 12 month revenue requirement for each RTEP project. As a result, notwithstanding the fact that the project was in service for a partial year, the project revenue requirement in the year that the project goes into service has been annualized (shown at the full-year level) so that PJM will collect the correct monthly billings.

## WS K TRUE-UP RTEP RR
AEPTCo subsidiaries in PJM | AEPTCo subsidiaries in PJM | AEPTCo subsidiaries in PJM | AEPTCo subsidiaries in PJM | AEPTCo subsidiaries in PJM | AEPTCo subsidiaries in PJM | AEPTCo subsidiaries in PJM | AEPTCo subsidiaries in PJM | AEPTCo subsidiaries in PJM | AEPTCo subsidiaries in PJM | AEPTCo subsidiaries in PJM | AEPTCo subsidiaries in PJM | AEPTCo subsidiaries in PJM | AEPTCo subsidiaries in PJM | AEPTCo subsidiaries in PJM | AEPTCo subsidiaries in PJM
Cost of Service Formula Rate Using Actual/Projected FF1 Balances
Worksheet K Supporting Calculation of TRUE-UP PJM RTEP Project Revenue Requirement Billed to Benefiting Zones
AEP WEST VIRGINIA TRANSMISSION COMPANY
[14 empty] | Page 1 of | 12 | 1
| I. | Calculate Return and Income Taxes with 0 basis point ROE increase for Projects Qualified for Regional Billing.
A. Determine 'R' with hypothetical 0 basis point increase in ROE for Identified Projects
|  | ROE w/o incentives (TCOS, ln 166) |  |  | 11.49%
|  | Project ROE Incentive Adder |  |  | 0
|  | ROE with additional 0 basis point incentive |  |  | 11.49% | [5 empty] | SUMMARY OF TRUED-UP ANNUAL REVENUE REQUIREMENTS FOR RTEPPROJECTS
|  | Determine R ( cost of long term debt, cost of preferred stock and equity percentage is from the True-Up TCOS, lns 164 through 166) | [10 empty] | Rev Require | W Incentives | Incentive Amounts
|  |  | % | Cost | Weighted cost | [5 empty] | TRUE-UP YEAR
|  | Long Term Debt | 0% | 0% | 0% | [6 empty] | As Projected in Prior Year WS J | 0 | 0 | 0
|  | Preferred Stock | 0% | 0% | 0% | [6 empty] | Actual After True-up | 25782495.1964 | 25782495.1964 | 0
|  | Common Stock | 100% | 11.49% | 11.49% | [6 empty] | True-up of ARR For 2017 | 25782495.1964 | 25782495.1964 | 0
|  |  |  | R = | 11.49%
B. Determine Return using 'R' with hypothetical 0 basis point ROE increase for Identified Projects.
|  | Rate Base (True-Up TCOS, ln 79) |  | 508088162.833
|  | R (fom A. above) |  | 11.49%
|  | Return (Rate Base x R) |  | 58379329.9095
C. Determine Income Taxes using Return with hypothetical 0 basis point ROE increase for Identified Projects.
|  | Return (from B. above) |  | 58379329.9095
|  | Effective Tax Rate (TCOS, ln 125) |  | 0%
|  | Income Tax Calculation (Return x CIT) |  | 0
|  | ITC Adjustment |  | 0
|  | Excess Deferred Income Tax |  | 0
|  | Tax Affect of Permanent Differences |  | 107691.4441
|  | Income Taxes |  | 107691.4441
| II. | Calculate Net Plant Carrying Charge Rate (Fixed Charge Rate or FCR) with hypothetical 0
basis point ROE increase.
A. Determine Annual Revenue Requirement less return and Income Taxes.
|  | Annual Revenue Requirement (TCOS, ln 1) |  |  | 82517204.3032
|  | Lease Payments (TCOS, Lns 104) |  |  | 0
|  | Return (TCOS, ln 137) |  |  | 58379329.9095
|  | Income Taxes (TCOS, ln 136) |  |  | 107691.4441
|  | Annual Revenue Requirement, Less Lease Payments, Return and Taxes |  |  | 24030182.9496
B. Determine Annual Revenue Requirement with hypothetical 0 basis point increase in ROE.
|  | Annual Revenue Requirement, Less Lease Payments, Return and Taxes |  |  | 24030182.9496
|  | Return (from I.B. above) |  |  | 58379329.9095
|  | Income Taxes (from I.C. above) |  |  | 107691.4441
|  | Annual Revenue Requirement, with 0 Basis Point ROE increase |  |  | 82517204.3032
|  | Depreciation (TCOS, ln 109) |  |  | 10509443
|  | Annual Rev. Req, w/ 0 Basis Point ROE increase, less Depreciation |  |  | 72007761.3032
C. Determine FCR with hypothetical 0 basis point ROE increase.
|  | Net Transmission Plant (Projected TCOS, ln 49) |  |  | 625800931.5
|  | Annual Revenue Requirement, with 0 Basis Point ROE increase |  |  | 82517204.3032
|  | FCR with 0 Basis Point increase in ROE |  |  | 13.19%
|  | Annual Rev. Req, w / 0 Basis Point ROE increase, less Dep. |  |  | 72007761.3032
|  | FCR with 0 Basis Point ROE increase, less Depreciation |  |  | 11.51%
|  | FCR less Depreciation (TCOS, ln 10) |  |  | 11.51%
|  | Incremental FCR with 0 Basis Point ROE increase, less Depreciation |  |  | 0%
| III. | Calculation of Composite Depreciation Rate
|  | Transmission Plant @ Beginning of Rate Year (2016) (P.206, ln 58,(b)): |  |  |  |  | 563815338
|  | Transmission Plant @ End of Rate Year (2016) (P.207, ln 58,(g)): |  |  |  |  | 714170510
|  | Subtotal |  |  |  |  | 1277985848
|  | Average Transmission Plant Balance for 2016 |  |  |  |  | 638992924
|  | Annual Depreciation and Amortization Expense (TCOS, ln 109) |  |  |  |  | 10509443
|  | Composite Depreciation Rate |  |  |  |  | 1.645% |  | Note 1: Until AEP WEST VIRGINIA TRANSMISSION COMPANY establishes Transmission plant in service the depreciation expense component of the carrying charge will be calculated as in the Operating Company formula approved in Docket No. ER08-1329. The calculation for AEP WEST VIRGINIA TRANSMISSION COMPANY is shown on Worksheet P.
|  | Depreciable Life for Composite Depreciation Rate |  |  |  |  | 60.8018
|  | Average Life in Whole Years |  |  |  |  | 61
AEP WEST VIRGINIA TRANSMISSION COMPANY Worksheet K - ATRR TRUE-UP Calculation for PJM Projects Charged to Benefiting Zones | [13 empty] | Page 2 of | 12 | 1
| IV. | Determine the Revenue Requirement, and Additional Revenue Requirement for facilities receiving incentives.
A. Base Plan Facilities
|  | Facilities receiving incentives accepted by FERC in Docket No. | [5 empty] | (e.g. ER05-925-000) |  |  | 2016 | Rev Require | W Incentives | Incentive Amounts
[11 empty] | Prior Yr Projected | 0 | 0 | 0
|  | Project Description: | RTEP ID: b1661 (Install a 765 kV circuit breaker at Wyoming station) | [7 empty] | Prior Yr True-Up | 563101.0463 | 563101.0463 | 0
[11 empty] | True-Up Adjustment | 563101.0463 | 563101.0463 | 0
Details
|  | Investment | 4383073 | Current Year |  |  |  |  | 2016 |  | TRUE UP OF PROJECT REVENUE REQUIREMENT FOR PRIOR YEAR:
|  | Service Year (yyyy) | 2014 | ROE increase accepted by FERC (Basis Points) |  |  |  |  | 0 |  | CUMULATIVE HISTORY OF TRUED-UP ANNUAL REVENUE REQUIREMENTS:
|  | Service Month (1-12) | 11 | FCR w/o incentives, less depreciation |  |  |  |  | 11.51% |  | INPUT TRUE-UP ARR (WITH & WITHOUT INCENTIVES) FROM EACH PRIOR YEAR
|  | Useful life | 61 | FCR w/incentives approved for these facilities, less dep. |  |  |  |  | 11.51% |  | TEMPLATE BELOW TO MAINTAIN HISTORY OF TRUED-UP ARRS OVER THE
|  | CIAC (Yes or No) | No | Annual Depreciation Expense |  |  |  |  | 71853.6557 |  | LIFE OF THE PROJECT.
|  | Investment | Beginning | Depreciation | Ending | Average | RTEP Rev. Req't. | RTEP Rev. Req't. | Incentive Rev. |  | RTEP Projected Rev. Req't.From Prior Year WS J | RTEP Rev Req't True-up | RTEP Projected Rev. Req't.From Prior Year WS J | RTEP Rev Req't True-up | True-up of Incentive
|  | Year | Balance | Expense | Balance | Balance | w/o Incentives | with Incentives ** | Requirement ## |  | w/o Incentives | w/o Incentives | with Incentives ** | with Incentives ** | with Incentives **
|  | 2014 | 4383073 | 5987.8046 | 4377085.1954 | 4380079.0977 | 509981.4459 | 509981.4459 | 0 |  | 541349 | -31367.5541 | 541349 | -31367.5541 | 0
|  | 2015 | 4377085.1954 | 71853.6557 | 4305231.5396 | 4341158.3675 | 571368.8846 | 571368.8846 | 0 |  | 511336 | 60032.8846 | 511336 | 60032.8846 | 0
|  | 2016 | 4305231.5396 | 71853.6557 | 4233377.8839 | 4269304.7117 | 563101.0463 | 563101.0463 | 0 |  |  | 0 |  | 0 | 0
|  | 2017 | 4233377.8839 | 71853.6557 | 4161524.2281 | 4197451.056 | 554833.208 | 554833.208 | 0 |  |  | 0 |  | 0 | 0
|  | 2018 | 4161524.2281 | 71853.6557 | 4089670.5724 | 4125597.4003 | 546565.3698 | 546565.3698 | 0 |  |  | 0 |  | 0 | 0
|  | 2019 | 4089670.5724 | 71853.6557 | 4017816.9167 | 4053743.7445 | 538297.5315 | 538297.5315 | 0 |  |  | 0 |  | 0 | 0
|  | 2020 | 4017816.9167 | 71853.6557 | 3945963.2609 | 3981890.0888 | 530029.6932 | 530029.6932 | 0 |  |  | 0 |  | 0 | 0
|  | 2021 | 3945963.2609 | 71853.6557 | 3874109.6052 | 3910036.4331 | 521761.855 | 521761.855 | 0 |  |  | 0 |  | 0 | 0
|  | 2022 | 3874109.6052 | 71853.6557 | 3802255.9495 | 3838182.7773 | 513494.0167 | 513494.0167 | 0 |  |  | 0 |  | 0 | 0
|  | 2023 | 3802255.9495 | 71853.6557 | 3730402.2937 | 3766329.1216 | 505226.1784 | 505226.1784 | 0 |  |  | 0 |  | 0 | 0
|  | 2024 | 3730402.2937 | 71853.6557 | 3658548.638 | 3694475.4658 | 496958.3401 | 496958.3401 | 0 |  |  | 0 |  | 0 | 0
|  | 2025 | 3658548.638 | 71853.6557 | 3586694.9822 | 3622621.8101 | 488690.5019 | 488690.5019 | 0 |  |  | 0 |  | 0 | 0
|  | 2026 | 3586694.9822 | 71853.6557 | 3514841.3265 | 3550768.1544 | 480422.6636 | 480422.6636 | 0 |  |  | 0 |  | 0 | 0
|  | 2027 | 3514841.3265 | 71853.6557 | 3442987.6708 | 3478914.4986 | 472154.8253 | 472154.8253 | 0 |  |  | 0 |  | 0 | 0
|  | 2028 | 3442987.6708 | 71853.6557 | 3371134.015 | 3407060.8429 | 463886.9871 | 463886.9871 | 0 |  |  | 0 |  | 0 | 0
|  | 2029 | 3371134.015 | 71853.6557 | 3299280.3593 | 3335207.1872 | 455619.1488 | 455619.1488 | 0 |  |  | 0 |  | 0 | 0
|  | 2030 | 3299280.3593 | 71853.6557 | 3227426.7036 | 3263353.5314 | 447351.3105 | 447351.3105 | 0 |  |  | 0 |  | 0 | 0
|  | 2031 | 3227426.7036 | 71853.6557 | 3155573.0478 | 3191499.8757 | 439083.4722 | 439083.4722 | 0 |  |  | 0 |  | 0 | 0
|  | 2032 | 3155573.0478 | 71853.6557 | 3083719.3921 | 3119646.2199 | 430815.634 | 430815.634 | 0 |  |  | 0 |  | 0 | 0
|  | 2033 | 3083719.3921 | 71853.6557 | 3011865.7363 | 3047792.5642 | 422547.7957 | 422547.7957 | 0 |  |  | 0 |  | 0 | 0
|  | 2034 | 3011865.7363 | 71853.6557 | 2940012.0806 | 2975938.9085 | 414279.9574 | 414279.9574 | 0 |  |  | 0 |  | 0 | 0
|  | 2035 | 2940012.0806 | 71853.6557 | 2868158.4249 | 2904085.2527 | 406012.1192 | 406012.1192 | 0 |  |  | 0 |  | 0 | 0
|  | 2036 | 2868158.4249 | 71853.6557 | 2796304.7691 | 2832231.597 | 397744.2809 | 397744.2809 | 0 |  |  | 0 |  | 0 | 0
|  | 2037 | 2796304.7691 | 71853.6557 | 2724451.1134 | 2760377.9413 | 389476.4426 | 389476.4426 | 0 |  |  | 0 |  | 0 | 0
|  | 2038 | 2724451.1134 | 71853.6557 | 2652597.4577 | 2688524.2855 | 381208.6044 | 381208.6044 | 0 |  |  | 0 |  | 0 | 0
|  | 2039 | 2652597.4577 | 71853.6557 | 2580743.8019 | 2616670.6298 | 372940.7661 | 372940.7661 | 0 |  |  | 0 |  | 0 | 0
|  | 2040 | 2580743.8019 | 71853.6557 | 2508890.1462 | 2544816.974 | 364672.9278 | 364672.9278 | 0 |  |  | 0 |  | 0 | 0
|  | 2041 | 2508890.1462 | 71853.6557 | 2437036.4904 | 2472963.3183 | 356405.0895 | 356405.0895 | 0 |  |  | 0 |  | 0 | 0
|  | 2042 | 2437036.4904 | 71853.6557 | 2365182.8347 | 2401109.6626 | 348137.2513 | 348137.2513 | 0 |  |  | 0 |  | 0 | 0
|  | 2043 | 2365182.8347 | 71853.6557 | 2293329.179 | 2329256.0068 | 339869.413 | 339869.413 | 0 |  |  | 0 |  | 0 | 0
|  | 2044 | 2293329.179 | 71853.6557 | 2221475.5232 | 2257402.3511 | 331601.5747 | 331601.5747 | 0 |  |  | 0 |  | 0 | 0
|  | 2045 | 2221475.5232 | 71853.6557 | 2149621.8675 | 2185548.6954 | 323333.7365 | 323333.7365 | 0 |  |  | 0 |  | 0 | 0
|  | 2046 | 2149621.8675 | 71853.6557 | 2077768.2117 | 2113695.0396 | 315065.8982 | 315065.8982 | 0 |  |  | 0 |  | 0 | 0
|  | 2047 | 2077768.2117 | 71853.6557 | 2005914.556 | 2041841.3839 | 306798.0599 | 306798.0599 | 0 |  |  | 0 |  | 0 | 0
|  | 2048 | 2005914.556 | 71853.6557 | 1934060.9003 | 1969987.7281 | 298530.2217 | 298530.2217 | 0 |  |  | 0 |  | 0 | 0
|  | 2049 | 1934060.9003 | 71853.6557 | 1862207.2445 | 1898134.0724 | 290262.3834 | 290262.3834 | 0 |  |  | 0 |  | 0 | 0
|  | 2050 | 1862207.2445 | 71853.6557 | 1790353.5888 | 1826280.4167 | 281994.5451 | 281994.5451 | 0 |  |  | 0 |  | 0 | 0
|  | 2051 | 1790353.5888 | 71853.6557 | 1718499.9331 | 1754426.7609 | 273726.7068 | 273726.7068 | 0 |  |  | 0 |  | 0 | 0
|  | 2052 | 1718499.9331 | 71853.6557 | 1646646.2773 | 1682573.1052 | 265458.8686 | 265458.8686 | 0 |  |  | 0 |  | 0 | 0
|  | 2053 | 1646646.2773 | 71853.6557 | 1574792.6216 | 1610719.4495 | 257191.0303 | 257191.0303 | 0 |  |  | 0 |  | 0 | 0
|  | 2054 | 1574792.6216 | 71853.6557 | 1502938.9658 | 1538865.7937 | 248923.192 | 248923.192 | 0 |  |  | 0 |  | 0 | 0
|  | 2055 | 1502938.9658 | 71853.6557 | 1431085.3101 | 1467012.138 | 240655.3538 | 240655.3538 | 0 |  |  | 0 |  | 0 | 0
|  | 2056 | 1431085.3101 | 71853.6557 | 1359231.6544 | 1395158.4822 | 232387.5155 | 232387.5155 | 0 |  |  | 0 |  | 0 | 0
|  | 2057 | 1359231.6544 | 71853.6557 | 1287377.9986 | 1323304.8265 | 224119.6772 | 224119.6772 | 0 |  |  | 0 |  | 0 | 0
|  | 2058 | 1287377.9986 | 71853.6557 | 1215524.3429 | 1251451.1708 | 215851.8389 | 215851.8389 | 0 |  |  | 0 |  | 0 | 0
|  | 2059 | 1215524.3429 | 71853.6557 | 1143670.6872 | 1179597.515 | 207584.0007 | 207584.0007 | 0 |  |  | 0 |  | 0 | 0
|  | 2060 | 1143670.6872 | 71853.6557 | 1071817.0314 | 1107743.8593 | 199316.1624 | 199316.1624 | 0 |  |  | 0 |  | 0 | 0
|  | 2061 | 1071817.0314 | 71853.6557 | 999963.3757 | 1035890.2036 | 191048.3241 | 191048.3241 | 0 |  |  | 0 |  | 0 | 0
|  | 2062 | 999963.3757 | 71853.6557 | 928109.7199 | 964036.5478 | 182780.4859 | 182780.4859 | 0 |  |  | 0 |  | 0 | 0
|  | 2063 | 928109.7199 | 71853.6557 | 856256.0642 | 892182.8921 | 174512.6476 | 174512.6476 | 0 |  |  | 0 |  | 0 | 0
|  | 2064 | 856256.0642 | 71853.6557 | 784402.4085 | 820329.2363 | 166244.8093 | 166244.8093 | 0 |  |  | 0 |  | 0 | 0
|  | 2065 | 784402.4085 | 71853.6557 | 712548.7527 | 748475.5806 | 157976.9711 | 157976.9711 | 0 |  |  | 0 |  | 0 | 0
|  | 2066 | 712548.7527 | 71853.6557 | 640695.097 | 676621.9249 | 149709.1328 | 149709.1328 | 0 |  |  | 0 |  | 0 | 0
|  | 2067 | 640695.097 | 71853.6557 | 568841.4413 | 604768.2691 | 141441.2945 | 141441.2945 | 0 |  |  | 0 |  | 0 | 0
|  | 2068 | 568841.4413 | 71853.6557 | 496987.7855 | 532914.6134 | 133173.4562 | 133173.4562 | 0 |  |  | 0 |  | 0 | 0
|  | 2069 | 496987.7855 | 71853.6557 | 425134.1298 | 461060.9577 | 124905.618 | 124905.618 | 0 |  |  | 0 |  | 0 | 0
|  | 2070 | 425134.1298 | 71853.6557 | 353280.474 | 389207.3019 | 116637.7797 | 116637.7797 | 0 |  |  | 0 |  | 0 | 0
|  | 2071 | 353280.474 | 71853.6557 | 281426.8183 | 317353.6462 | 108369.9414 | 108369.9414 | 0 |  |  | 0 |  | 0 | 0
|  | 2072 | 281426.8183 | 71853.6557 | 209573.1626 | 245499.9904 | 100102.1032 | 100102.1032 | 0 |  |  | 0 |  | 0 | 0
|  | 2073 | 209573.1626 | 71853.6557 | 137719.5068 | 173646.3347 | 91834.2649 | 91834.2649 | 0 |  |  | 0 |  | 0 | 0
|  | Project Totals |  | 4245353.4932 |  |  | 20074474.3552 | 20074474.3552 | 0
** This is the total amount that needs to be reported to PJM for billing to all regions.
## This is the calculation of additional incentive revenue on projects deemed by the FERC to be eligible for an incentive return. This
additional incentive requirement is applicable for the life of this specific project. Each year the revenue requirement calculated for PJM
should be incremented by the amount of the incentive revenue calculated for that year on this project.
[14 empty] | Page 3 of | 12 | 1
| IV. | Determine the Revenue Requirement, and Additional Revenue Requirement for facilities receiving incentives.
A. Base Plan Facilities
|  | Facilities receiving incentives accepted by FERC in Docket No. | [5 empty] | (e.g. ER05-925-000) |  |  | 2016 | Rev Require | W Incentives | Incentive Amounts
[11 empty] | Prior Yr Projected | 0 | 0 | 0
|  | Project Description: | RTEP ID: b1864.1 (Add two additional 345/138 kV transformers at Kammer) | [7 empty] | Prior Yr True-Up | 10880917.7009 | 10880917.7009 | 0
[11 empty] | True-Up Adjustment | 10880917.7009 | 10880917.7009 | 0
Details
|  | Investment | 85007057 | Current Year |  |  |  |  | 2016 |  | TRUE UP OF PROJECT REVENUE REQUIREMENT FOR PRIOR YEAR:
|  | Service Year (yyyy) | 2014 | ROE increase accepted by FERC (Basis Points) |  |  |  |  | 0 |  | CUMULATIVE HISTORY OF TRUED-UP ANNUAL REVENUE REQUIREMENTS:
|  | Service Month (1-12) | 8 | FCR w/o incentives, less depreciation |  |  |  |  | 11.51% |  | INPUT TRUE-UP ARR (WITH & WITHOUT INCENTIVES) FROM EACH PRIOR YEAR
|  | Useful life | 61 | FCR w/incentives approved for these facilities, less dep. |  |  |  |  | 11.51% |  | TEMPLATE BELOW TO MAINTAIN HISTORY OF TRUED-UP ARRS OVER THE
|  | CIAC (Yes or No) | No | Annual Depreciation Expense |  |  |  |  | 1393558.3115 |  | LIFE OF THE PROJECT.
|  | Investment | Beginning | Depreciation | Ending | Average | RTEP Rev. Req't. | RTEP Rev. Req't. | Incentive Rev. |  | RTEP Projected Rev. Req't.From Prior Year WS J | RTEP Rev Req't True-up | RTEP Projected Rev. Req't.From Prior Year WS J | RTEP Rev Req't True-up | True-up of Incentive
|  | Year | Balance | Expense | Balance | Balance | w/o Incentives | with Incentives ** | Requirement ## |  | w/o Incentives | w/o Incentives | with Incentives ** | with Incentives ** | with Incentives **
|  | 2014 | 85007057 | 464519.4372 | 84542537.5628 | 84774797.2814 | 10219128.3869 | 10219128.3869 | 0 |  | 2795819 | 7423309.3869 | 2795819 | 7423309.3869 | 0
|  | 2015 | 84542537.5628 | 1393558.3115 | 83148979.2514 | 83845758.4071 | 11041267.4371 | 11041267.4371 | 0 |  | 9963550 | 1077717.4371 | 9963550 | 1077717.4371 | 0
|  | 2016 | 83148979.2514 | 1393558.3115 | 81755420.9399 | 82452200.0956 | 10880917.7009 | 10880917.7009 | 0 |  |  | 0 |  | 0 | 0
|  | 2017 | 81755420.9399 | 1393558.3115 | 80361862.6284 | 81058641.7842 | 10720567.9648 | 10720567.9648 | 0 |  |  | 0 |  | 0 | 0
|  | 2018 | 80361862.6284 | 1393558.3115 | 78968304.3169 | 79665083.4727 | 10560218.2286 | 10560218.2286 | 0 |  |  | 0 |  | 0 | 0
|  | 2019 | 78968304.3169 | 1393558.3115 | 77574746.0055 | 78271525.1612 | 10399868.4925 | 10399868.4925 | 0 |  |  | 0 |  | 0 | 0
|  | 2020 | 77574746.0055 | 1393558.3115 | 76181187.694 | 76877966.8497 | 10239518.7563 | 10239518.7563 | 0 |  |  | 0 |  | 0 | 0
|  | 2021 | 76181187.694 | 1393558.3115 | 74787629.3825 | 75484408.5383 | 10079169.0201 | 10079169.0201 | 0 |  |  | 0 |  | 0 | 0
|  | 2022 | 74787629.3825 | 1393558.3115 | 73394071.071 | 74090850.2268 | 9918819.284 | 9918819.284 | 0 |  |  | 0 |  | 0 | 0
|  | 2023 | 73394071.071 | 1393558.3115 | 72000512.7596 | 72697291.9153 | 9758469.5478 | 9758469.5478 | 0 |  |  | 0 |  | 0 | 0
|  | 2024 | 72000512.7596 | 1393558.3115 | 70606954.4481 | 71303733.6038 | 9598119.8117 | 9598119.8117 | 0 |  |  | 0 |  | 0 | 0
|  | 2025 | 70606954.4481 | 1393558.3115 | 69213396.1366 | 69910175.2923 | 9437770.0755 | 9437770.0755 | 0 |  |  | 0 |  | 0 | 0
|  | 2026 | 69213396.1366 | 1393558.3115 | 67819837.8251 | 68516616.9809 | 9277420.3393 | 9277420.3393 | 0 |  |  | 0 |  | 0 | 0
|  | 2027 | 67819837.8251 | 1393558.3115 | 66426279.5137 | 67123058.6694 | 9117070.6032 | 9117070.6032 | 0 |  |  | 0 |  | 0 | 0
|  | 2028 | 66426279.5137 | 1393558.3115 | 65032721.2022 | 65729500.3579 | 8956720.867 | 8956720.867 | 0 |  |  | 0 |  | 0 | 0
|  | 2029 | 65032721.2022 | 1393558.3115 | 63639162.8907 | 64335942.0464 | 8796371.1309 | 8796371.1309 | 0 |  |  | 0 |  | 0 | 0
|  | 2030 | 63639162.8907 | 1393558.3115 | 62245604.5792 | 62942383.735 | 8636021.3947 | 8636021.3947 | 0 |  |  | 0 |  | 0 | 0
|  | 2031 | 62245604.5792 | 1393558.3115 | 60852046.2678 | 61548825.4235 | 8475671.6585 | 8475671.6585 | 0 |  |  | 0 |  | 0 | 0
|  | 2032 | 60852046.2678 | 1393558.3115 | 59458487.9563 | 60155267.112 | 8315321.9224 | 8315321.9224 | 0 |  |  | 0 |  | 0 | 0
|  | 2033 | 59458487.9563 | 1393558.3115 | 58064929.6448 | 58761708.8005 | 8154972.1862 | 8154972.1862 | 0 |  |  | 0 |  | 0 | 0
|  | 2034 | 58064929.6448 | 1393558.3115 | 56671371.3333 | 57368150.4891 | 7994622.4501 | 7994622.4501 | 0 |  |  | 0 |  | 0 | 0
|  | 2035 | 56671371.3333 | 1393558.3115 | 55277813.0219 | 55974592.1776 | 7834272.7139 | 7834272.7139 | 0 |  |  | 0 |  | 0 | 0
|  | 2036 | 55277813.0219 | 1393558.3115 | 53884254.7104 | 54581033.8661 | 7673922.9777 | 7673922.9777 | 0 |  |  | 0 |  | 0 | 0
|  | 2037 | 53884254.7104 | 1393558.3115 | 52490696.3989 | 53187475.5546 | 7513573.2416 | 7513573.2416 | 0 |  |  | 0 |  | 0 | 0
|  | 2038 | 52490696.3989 | 1393558.3115 | 51097138.0874 | 51793917.2432 | 7353223.5054 | 7353223.5054 | 0 |  |  | 0 |  | 0 | 0
|  | 2039 | 51097138.0874 | 1393558.3115 | 49703579.776 | 50400358.9317 | 7192873.7693 | 7192873.7693 | 0 |  |  | 0 |  | 0 | 0
|  | 2040 | 49703579.776 | 1393558.3115 | 48310021.4645 | 49006800.6202 | 7032524.0331 | 7032524.0331 | 0 |  |  | 0 |  | 0 | 0
|  | 2041 | 48310021.4645 | 1393558.3115 | 46916463.153 | 47613242.3087 | 6872174.2969 | 6872174.2969 | 0 |  |  | 0 |  | 0 | 0
|  | 2042 | 46916463.153 | 1393558.3115 | 45522904.8415 | 46219683.9973 | 6711824.5608 | 6711824.5608 | 0 |  |  | 0 |  | 0 | 0
|  | 2043 | 45522904.8415 | 1393558.3115 | 44129346.5301 | 44826125.6858 | 6551474.8246 | 6551474.8246 | 0 |  |  | 0 |  | 0 | 0
|  | 2044 | 44129346.5301 | 1393558.3115 | 42735788.2186 | 43432567.3743 | 6391125.0885 | 6391125.0885 | 0 |  |  | 0 |  | 0 | 0
|  | 2045 | 42735788.2186 | 1393558.3115 | 41342229.9071 | 42039009.0628 | 6230775.3523 | 6230775.3523 | 0 |  |  | 0 |  | 0 | 0
|  | 2046 | 41342229.9071 | 1393558.3115 | 39948671.5956 | 40645450.7514 | 6070425.6161 | 6070425.6161 | 0 |  |  | 0 |  | 0 | 0
|  | 2047 | 39948671.5956 | 1393558.3115 | 38555113.2842 | 39251892.4399 | 5910075.88 | 5910075.88 | 0 |  |  | 0 |  | 0 | 0
|  | 2048 | 38555113.2842 | 1393558.3115 | 37161554.9727 | 37858334.1284 | 5749726.1438 | 5749726.1438 | 0 |  |  | 0 |  | 0 | 0
|  | 2049 | 37161554.9727 | 1393558.3115 | 35767996.6612 | 36464775.8169 | 5589376.4077 | 5589376.4077 | 0 |  |  | 0 |  | 0 | 0
|  | 2050 | 35767996.6612 | 1393558.3115 | 34374438.3497 | 35071217.5055 | 5429026.6715 | 5429026.6715 | 0 |  |  | 0 |  | 0 | 0
|  | 2051 | 34374438.3497 | 1393558.3115 | 32980880.0383 | 33677659.194 | 5268676.9353 | 5268676.9353 | 0 |  |  | 0 |  | 0 | 0
|  | 2052 | 32980880.0383 | 1393558.3115 | 31587321.7268 | 32284100.8825 | 5108327.1992 | 5108327.1992 | 0 |  |  | 0 |  | 0 | 0
|  | 2053 | 31587321.7268 | 1393558.3115 | 30193763.4153 | 30890542.571 | 4947977.463 | 4947977.463 | 0 |  |  | 0 |  | 0 | 0
|  | 2054 | 30193763.4153 | 1393558.3115 | 28800205.1038 | 29496984.2596 | 4787627.7269 | 4787627.7269 | 0 |  |  | 0 |  | 0 | 0
|  | 2055 | 28800205.1038 | 1393558.3115 | 27406646.7923 | 28103425.9481 | 4627277.9907 | 4627277.9907 | 0 |  |  | 0 |  | 0 | 0
|  | 2056 | 27406646.7923 | 1393558.3115 | 26013088.4809 | 26709867.6366 | 4466928.2545 | 4466928.2545 | 0 |  |  | 0 |  | 0 | 0
|  | 2057 | 26013088.4809 | 1393558.3115 | 24619530.1694 | 25316309.3251 | 4306578.5184 | 4306578.5184 | 0 |  |  | 0 |  | 0 | 0
|  | 2058 | 24619530.1694 | 1393558.3115 | 23225971.8579 | 23922751.0137 | 4146228.7822 | 4146228.7822 | 0 |  |  | 0 |  | 0 | 0
|  | 2059 | 23225971.8579 | 1393558.3115 | 21832413.5464 | 22529192.7022 | 3985879.0461 | 3985879.0461 | 0 |  |  | 0 |  | 0 | 0
|  | 2060 | 21832413.5464 | 1393558.3115 | 20438855.235 | 21135634.3907 | 3825529.3099 | 3825529.3099 | 0 |  |  | 0 |  | 0 | 0
|  | 2061 | 20438855.235 | 1393558.3115 | 19045296.9235 | 19742076.0792 | 3665179.5737 | 3665179.5737 | 0 |  |  | 0 |  | 0 | 0
|  | 2062 | 19045296.9235 | 1393558.3115 | 17651738.612 | 18348517.7678 | 3504829.8376 | 3504829.8376 | 0 |  |  | 0 |  | 0 | 0
|  | 2063 | 17651738.612 | 1393558.3115 | 16258180.3005 | 16954959.4563 | 3344480.1014 | 3344480.1014 | 0 |  |  | 0 |  | 0 | 0
|  | 2064 | 16258180.3005 | 1393558.3115 | 14864621.9891 | 15561401.1448 | 3184130.3653 | 3184130.3653 | 0 |  |  | 0 |  | 0 | 0
|  | 2065 | 14864621.9891 | 1393558.3115 | 13471063.6776 | 14167842.8333 | 3023780.6291 | 3023780.6291 | 0 |  |  | 0 |  | 0 | 0
|  | 2066 | 13471063.6776 | 1393558.3115 | 12077505.3661 | 12774284.5219 | 2863430.8929 | 2863430.8929 | 0 |  |  | 0 |  | 0 | 0
|  | 2067 | 12077505.3661 | 1393558.3115 | 10683947.0546 | 11380726.2104 | 2703081.1568 | 2703081.1568 | 0 |  |  | 0 |  | 0 | 0
|  | 2068 | 10683947.0546 | 1393558.3115 | 9290388.7432 | 9987167.8989 | 2542731.4206 | 2542731.4206 | 0 |  |  | 0 |  | 0 | 0
|  | 2069 | 9290388.7432 | 1393558.3115 | 7896830.4317 | 8593609.5874 | 2382381.6845 | 2382381.6845 | 0 |  |  | 0 |  | 0 | 0
|  | 2070 | 7896830.4317 | 1393558.3115 | 6503272.1202 | 7200051.276 | 2222031.9483 | 2222031.9483 | 0 |  |  | 0 |  | 0 | 0
|  | 2071 | 6503272.1202 | 1393558.3115 | 5109713.8087 | 5806492.9645 | 2061682.2121 | 2061682.2121 | 0 |  |  | 0 |  | 0 | 0
|  | 2072 | 5109713.8087 | 1393558.3115 | 3716155.4973 | 4412934.653 | 1901332.476 | 1901332.476 | 0 |  |  | 0 |  | 0 | 0
|  | 2073 | 3716155.4973 | 1393558.3115 | 2322597.1858 | 3019376.3415 | 1740982.7398 | 1740982.7398 | 0 |  |  | 0 |  | 0 | 0
|  | Project Totals |  | 82684459.8142 |  |  | 387295508.6063 | 387295508.6063 | 0
** This is the total amount that needs to be reported to PJM for billing to all regions.
## This is the calculation of additional incentive revenue on projects deemed by the FERC to be eligible for an incentive return. This
additional incentive requirement is applicable for the life of this specific project. Each year the revenue requirement calculated for PJM
should be incremented by the amount of the incentive revenue calculated for that year on this project.
[14 empty] | Page 4 of | 12 | 1
| IV. | Determine the Revenue Requirement, and Additional Revenue Requirement for facilities receiving incentives.
A. Base Plan Facilities
|  | Facilities receiving incentives accepted by FERC in Docket No. | [5 empty] | (e.g. ER05-925-000) |  |  | 2016 | Rev Require | W Incentives | Incentive Amounts
[11 empty] | Prior Yr Projected | 0 | 0 | 0
|  | Project Description: | RTEP ID: b2021 (Add 345/138 kV Transformers at Sporn, Kanawha River, and Muskingum River stations) | [7 empty] | Prior Yr True-Up | 2517783.5199 | 2517783.5199 | 0
[11 empty] | True-Up Adjustment | 2517783.5199 | 2517783.5199 | 0
Details
|  | Investment | 19597955 | Current Year |  |  |  |  | 2016 |  | TRUE UP OF PROJECT REVENUE REQUIREMENT FOR PRIOR YEAR:
|  | Service Year (yyyy) | 2014 | ROE increase accepted by FERC (Basis Points) |  |  |  |  | 0 |  | CUMULATIVE HISTORY OF TRUED-UP ANNUAL REVENUE REQUIREMENTS:
|  | Service Month (1-12) | 11 | FCR w/o incentives, less depreciation |  |  |  |  | 11.51% |  | INPUT TRUE-UP ARR (WITH & WITHOUT INCENTIVES) FROM EACH PRIOR YEAR
|  | Useful life | 61 | FCR w/incentives approved for these facilities, less dep. |  |  |  |  | 11.51% |  | TEMPLATE BELOW TO MAINTAIN HISTORY OF TRUED-UP ARRS OVER THE
|  | CIAC (Yes or No) | No | Annual Depreciation Expense |  |  |  |  | 321277.9508 |  | LIFE OF THE PROJECT.
|  | Investment | Beginning | Depreciation | Ending | Average | RTEP Rev. Req't. | RTEP Rev. Req't. | Incentive Rev. |  | RTEP Projected Rev. Req't.From Prior Year WS J | RTEP Rev Req't True-up | RTEP Projected Rev. Req't.From Prior Year WS J | RTEP Rev Req't True-up | True-up of Incentive
|  | Year | Balance | Expense | Balance | Balance | w/o Incentives | with Incentives ** | Requirement ## |  | w/o Incentives | w/o Incentives | with Incentives ** | with Incentives ** | with Incentives **
|  | 2014 | 19597955 | 26773.1626 | 19571181.8374 | 19584568.4187 | 2280270.8116 | 2280270.8116 | 0 |  | 2093479 | 186791.8116 | 2093479 | 186791.8116 | 0
|  | 2015 | 19571181.8374 | 321277.9508 | 19249903.8866 | 19410542.862 | 2554751.3556 | 2554751.3556 | 0 |  | 2304583 | 250168.3556 | 2304583 | 250168.3556 | 0
|  | 2016 | 19249903.8866 | 321277.9508 | 18928625.9358 | 19089264.9112 | 2517783.5199 | 2517783.5199 | 0 |  |  | 0 |  | 0 | 0
|  | 2017 | 18928625.9358 | 321277.9508 | 18607347.985 | 18767986.9604 | 2480815.6842 | 2480815.6842 | 0 |  |  | 0 |  | 0 | 0
|  | 2018 | 18607347.985 | 321277.9508 | 18286070.0342 | 18446709.0096 | 2443847.8486 | 2443847.8486 | 0 |  |  | 0 |  | 0 | 0
|  | 2019 | 18286070.0342 | 321277.9508 | 17964792.0833 | 18125431.0587 | 2406880.0129 | 2406880.0129 | 0 |  |  | 0 |  | 0 | 0
|  | 2020 | 17964792.0833 | 321277.9508 | 17643514.1325 | 17804153.1079 | 2369912.1772 | 2369912.1772 | 0 |  |  | 0 |  | 0 | 0
|  | 2021 | 17643514.1325 | 321277.9508 | 17322236.1817 | 17482875.1571 | 2332944.3416 | 2332944.3416 | 0 |  |  | 0 |  | 0 | 0
|  | 2022 | 17322236.1817 | 321277.9508 | 17000958.2309 | 17161597.2063 | 2295976.5059 | 2295976.5059 | 0 |  |  | 0 |  | 0 | 0
|  | 2023 | 17000958.2309 | 321277.9508 | 16679680.2801 | 16840319.2555 | 2259008.6703 | 2259008.6703 | 0 |  |  | 0 |  | 0 | 0
|  | 2024 | 16679680.2801 | 321277.9508 | 16358402.3292 | 16519041.3046 | 2222040.8346 | 2222040.8346 | 0 |  |  | 0 |  | 0 | 0
|  | 2025 | 16358402.3292 | 321277.9508 | 16037124.3784 | 16197763.3538 | 2185072.9989 | 2185072.9989 | 0 |  |  | 0 |  | 0 | 0
|  | 2026 | 16037124.3784 | 321277.9508 | 15715846.4276 | 15876485.403 | 2148105.1633 | 2148105.1633 | 0 |  |  | 0 |  | 0 | 0
|  | 2027 | 15715846.4276 | 321277.9508 | 15394568.4768 | 15555207.4522 | 2111137.3276 | 2111137.3276 | 0 |  |  | 0 |  | 0 | 0
|  | 2028 | 15394568.4768 | 321277.9508 | 15073290.526 | 15233929.5014 | 2074169.4919 | 2074169.4919 | 0 |  |  | 0 |  | 0 | 0
|  | 2029 | 15073290.526 | 321277.9508 | 14752012.5751 | 14912651.5505 | 2037201.6563 | 2037201.6563 | 0 |  |  | 0 |  | 0 | 0
|  | 2030 | 14752012.5751 | 321277.9508 | 14430734.6243 | 14591373.5997 | 2000233.8206 | 2000233.8206 | 0 |  |  | 0 |  | 0 | 0
|  | 2031 | 14430734.6243 | 321277.9508 | 14109456.6735 | 14270095.6489 | 1963265.9849 | 1963265.9849 | 0 |  |  | 0 |  | 0 | 0
|  | 2032 | 14109456.6735 | 321277.9508 | 13788178.7227 | 13948817.6981 | 1926298.1493 | 1926298.1493 | 0 |  |  | 0 |  | 0 | 0
|  | 2033 | 13788178.7227 | 321277.9508 | 13466900.7719 | 13627539.7473 | 1889330.3136 | 1889330.3136 | 0 |  |  | 0 |  | 0 | 0
|  | 2034 | 13466900.7719 | 321277.9508 | 13145622.821 | 13306261.7964 | 1852362.4779 | 1852362.4779 | 0 |  |  | 0 |  | 0 | 0
|  | 2035 | 13145622.821 | 321277.9508 | 12824344.8702 | 12984983.8456 | 1815394.6423 | 1815394.6423 | 0 |  |  | 0 |  | 0 | 0
|  | 2036 | 12824344.8702 | 321277.9508 | 12503066.9194 | 12663705.8948 | 1778426.8066 | 1778426.8066 | 0 |  |  | 0 |  | 0 | 0
|  | 2037 | 12503066.9194 | 321277.9508 | 12181788.9686 | 12342427.944 | 1741458.9709 | 1741458.9709 | 0 |  |  | 0 |  | 0 | 0
|  | 2038 | 12181788.9686 | 321277.9508 | 11860511.0178 | 12021149.9932 | 1704491.1353 | 1704491.1353 | 0 |  |  | 0 |  | 0 | 0
|  | 2039 | 11860511.0178 | 321277.9508 | 11539233.0669 | 11699872.0423 | 1667523.2996 | 1667523.2996 | 0 |  |  | 0 |  | 0 | 0
|  | 2040 | 11539233.0669 | 321277.9508 | 11217955.1161 | 11378594.0915 | 1630555.4639 | 1630555.4639 | 0 |  |  | 0 |  | 0 | 0
|  | 2041 | 11217955.1161 | 321277.9508 | 10896677.1653 | 11057316.1407 | 1593587.6283 | 1593587.6283 | 0 |  |  | 0 |  | 0 | 0
|  | 2042 | 10896677.1653 | 321277.9508 | 10575399.2145 | 10736038.1899 | 1556619.7926 | 1556619.7926 | 0 |  |  | 0 |  | 0 | 0
|  | 2043 | 10575399.2145 | 321277.9508 | 10254121.2637 | 10414760.2391 | 1519651.957 | 1519651.957 | 0 |  |  | 0 |  | 0 | 0
|  | 2044 | 10254121.2637 | 321277.9508 | 9932843.3128 | 10093482.2883 | 1482684.1213 | 1482684.1213 | 0 |  |  | 0 |  | 0 | 0
|  | 2045 | 9932843.3128 | 321277.9508 | 9611565.362 | 9772204.3374 | 1445716.2856 | 1445716.2856 | 0 |  |  | 0 |  | 0 | 0
|  | 2046 | 9611565.362 | 321277.9508 | 9290287.4112 | 9450926.3866 | 1408748.45 | 1408748.45 | 0 |  |  | 0 |  | 0 | 0
|  | 2047 | 9290287.4112 | 321277.9508 | 8969009.4604 | 9129648.4358 | 1371780.6143 | 1371780.6143 | 0 |  |  | 0 |  | 0 | 0
|  | 2048 | 8969009.4604 | 321277.9508 | 8647731.5096 | 8808370.485 | 1334812.7786 | 1334812.7786 | 0 |  |  | 0 |  | 0 | 0
|  | 2049 | 8647731.5096 | 321277.9508 | 8326453.5587 | 8487092.5342 | 1297844.943 | 1297844.943 | 0 |  |  | 0 |  | 0 | 0
|  | 2050 | 8326453.5587 | 321277.9508 | 8005175.6079 | 8165814.5833 | 1260877.1073 | 1260877.1073 | 0 |  |  | 0 |  | 0 | 0
|  | 2051 | 8005175.6079 | 321277.9508 | 7683897.6571 | 7844536.6325 | 1223909.2716 | 1223909.2716 | 0 |  |  | 0 |  | 0 | 0
|  | 2052 | 7683897.6571 | 321277.9508 | 7362619.7063 | 7523258.6817 | 1186941.436 | 1186941.436 | 0 |  |  | 0 |  | 0 | 0
|  | 2053 | 7362619.7063 | 321277.9508 | 7041341.7555 | 7201980.7309 | 1149973.6003 | 1149973.6003 | 0 |  |  | 0 |  | 0 | 0
|  | 2054 | 7041341.7555 | 321277.9508 | 6720063.8046 | 6880702.7801 | 1113005.7646 | 1113005.7646 | 0 |  |  | 0 |  | 0 | 0
|  | 2055 | 6720063.8046 | 321277.9508 | 6398785.8538 | 6559424.8292 | 1076037.929 | 1076037.929 | 0 |  |  | 0 |  | 0 | 0
|  | 2056 | 6398785.8538 | 321277.9508 | 6077507.903 | 6238146.8784 | 1039070.0933 | 1039070.0933 | 0 |  |  | 0 |  | 0 | 0
|  | 2057 | 6077507.903 | 321277.9508 | 5756229.9522 | 5916868.9276 | 1002102.2576 | 1002102.2576 | 0 |  |  | 0 |  | 0 | 0
|  | 2058 | 5756229.9522 | 321277.9508 | 5434952.0014 | 5595590.9768 | 965134.422 | 965134.422 | 0 |  |  | 0 |  | 0 | 0
|  | 2059 | 5434952.0014 | 321277.9508 | 5113674.0505 | 5274313.026 | 928166.5863 | 928166.5863 | 0 |  |  | 0 |  | 0 | 0
|  | 2060 | 5113674.0505 | 321277.9508 | 4792396.0997 | 4953035.0751 | 891198.7507 | 891198.7507 | 0 |  |  | 0 |  | 0 | 0
|  | 2061 | 4792396.0997 | 321277.9508 | 4471118.1489 | 4631757.1243 | 854230.915 | 854230.915 | 0 |  |  | 0 |  | 0 | 0
|  | 2062 | 4471118.1489 | 321277.9508 | 4149840.1981 | 4310479.1735 | 817263.0793 | 817263.0793 | 0 |  |  | 0 |  | 0 | 0
|  | 2063 | 4149840.1981 | 321277.9508 | 3828562.2473 | 3989201.2227 | 780295.2437 | 780295.2437 | 0 |  |  | 0 |  | 0 | 0
|  | 2064 | 3828562.2473 | 321277.9508 | 3507284.2964 | 3667923.2719 | 743327.408 | 743327.408 | 0 |  |  | 0 |  | 0 | 0
|  | 2065 | 3507284.2964 | 321277.9508 | 3186006.3456 | 3346645.321 | 706359.5723 | 706359.5723 | 0 |  |  | 0 |  | 0 | 0
|  | 2066 | 3186006.3456 | 321277.9508 | 2864728.3948 | 3025367.3702 | 669391.7367 | 669391.7367 | 0 |  |  | 0 |  | 0 | 0
|  | 2067 | 2864728.3948 | 321277.9508 | 2543450.444 | 2704089.4194 | 632423.901 | 632423.901 | 0 |  |  | 0 |  | 0 | 0
|  | 2068 | 2543450.444 | 321277.9508 | 2222172.4932 | 2382811.4686 | 595456.0653 | 595456.0653 | 0 |  |  | 0 |  | 0 | 0
|  | 2069 | 2222172.4932 | 321277.9508 | 1900894.5423 | 2061533.5178 | 558488.2297 | 558488.2297 | 0 |  |  | 0 |  | 0 | 0
|  | 2070 | 1900894.5423 | 321277.9508 | 1579616.5915 | 1740255.5669 | 521520.394 | 521520.394 | 0 |  |  | 0 |  | 0 | 0
|  | 2071 | 1579616.5915 | 321277.9508 | 1258338.6407 | 1418977.6161 | 484552.5583 | 484552.5583 | 0 |  |  | 0 |  | 0 | 0
|  | 2072 | 1258338.6407 | 321277.9508 | 937060.6899 | 1097699.6653 | 447584.7227 | 447584.7227 | 0 |  |  | 0 |  | 0 | 0
|  | 2073 | 937060.6899 | 321277.9508 | 615782.7391 | 776421.7145 | 410616.887 | 410616.887 | 0 |  |  | 0 |  | 0 | 0
|  | Project Totals |  | 18982172.2609 |  |  | 89758633.9677 | 89758633.9677 | 0
** This is the total amount that needs to be reported to PJM for billing to all regions.
## This is the calculation of additional incentive revenue on projects deemed by the FERC to be eligible for an incentive return. This
additional incentive requirement is applicable for the life of this specific project. Each year the revenue requirement calculated for PJM
should be incremented by the amount of the incentive revenue calculated for that year on this project.
[14 empty] | Page 5 of | 12 | 1
| IV. | Determine the Revenue Requirement, and Additional Revenue Requirement for facilities receiving incentives.
A. Base Plan Facilities
|  | Facilities receiving incentives accepted by FERC in Docket No. | [5 empty] | (e.g. ER05-925-000) |  |  | 2016 | Rev Require | W Incentives | Incentive Amounts
[11 empty] | Prior Yr Projected | 0 | 0 | 0
|  | Project Description: | RTEP ID: b1948 (Establish a new 765/345 interconnection at Sporn. Install a 765/345 kV transformer at Mountaineer and build ¾ mile of 345 kV to Sporn) | [7 empty] | Prior Yr True-Up | 7349997.7014 | 7349997.7014 | 0
[11 empty] | True-Up Adjustment | 7349997.7014 | 7349997.7014 | 0
Details
|  | Investment | 56725159 | Current Year |  |  |  |  | 2016 |  | TRUE UP OF PROJECT REVENUE REQUIREMENT FOR PRIOR YEAR:
|  | Service Year (yyyy) | 2015 | ROE increase accepted by FERC (Basis Points) |  |  |  |  | 0 |  | CUMULATIVE HISTORY OF TRUED-UP ANNUAL REVENUE REQUIREMENTS:
|  | Service Month (1-12) | 6 | FCR w/o incentives, less depreciation |  |  |  |  | 11.51% |  | INPUT TRUE-UP ARR (WITH & WITHOUT INCENTIVES) FROM EACH PRIOR YEAR
|  | Useful life | 61 | FCR w/incentives approved for these facilities, less dep. |  |  |  |  | 11.51% |  | TEMPLATE BELOW TO MAINTAIN HISTORY OF TRUED-UP ARRS OVER THE
|  | CIAC (Yes or No) | No | Annual Depreciation Expense |  |  |  |  | 929920.6393 |  | LIFE OF THE PROJECT.
|  | Investment | Beginning | Depreciation | Ending | Average | RTEP Rev. Req't. | RTEP Rev. Req't. | Incentive Rev. |  | RTEP Projected Rev. Req't.From Prior Year WS J | RTEP Rev Req't True-up | RTEP Projected Rev. Req't.From Prior Year WS J | RTEP Rev Req't True-up | True-up of Incentive
|  | Year | Balance | Expense | Balance | Balance | w/o Incentives | with Incentives ** | Requirement ## |  | w/o Incentives | w/o Incentives | with Incentives ** | with Incentives ** | with Incentives **
|  | 2015 | 56725159 | 464960.3197 | 56260198.6803 | 56492678.8402 | 6965288.345 | 6965288.345 | 0 |  | 6946099 | 19189.345 | 6946099 | 19189.345 | 0
|  | 2016 | 56260198.6803 | 929920.6393 | 55330278.041 | 55795238.3607 | 7349997.7014 | 7349997.7014 | 0 |  |  | 0 |  | 0 | 0
|  | 2017 | 55330278.041 | 929920.6393 | 54400357.4016 | 54865317.7213 | 7242996.417 | 7242996.417 | 0 |  |  | 0 |  | 0 | 0
|  | 2018 | 54400357.4016 | 929920.6393 | 53470436.7623 | 53935397.082 | 7135995.1327 | 7135995.1327 | 0 |  |  | 0 |  | 0 | 0
|  | 2019 | 53470436.7623 | 929920.6393 | 52540516.123 | 53005476.4426 | 7028993.8483 | 7028993.8483 | 0 |  |  | 0 |  | 0 | 0
|  | 2020 | 52540516.123 | 929920.6393 | 51610595.4836 | 52075555.8033 | 6921992.5639 | 6921992.5639 | 0 |  |  | 0 |  | 0 | 0
|  | 2021 | 51610595.4836 | 929920.6393 | 50680674.8443 | 51145635.1639 | 6814991.2795 | 6814991.2795 | 0 |  |  | 0 |  | 0 | 0
|  | 2022 | 50680674.8443 | 929920.6393 | 49750754.2049 | 50215714.5246 | 6707989.9952 | 6707989.9952 | 0 |  |  | 0 |  | 0 | 0
|  | 2023 | 49750754.2049 | 929920.6393 | 48820833.5656 | 49285793.8852 | 6600988.7108 | 6600988.7108 | 0 |  |  | 0 |  | 0 | 0
|  | 2024 | 48820833.5656 | 929920.6393 | 47890912.9262 | 48355873.2459 | 6493987.4264 | 6493987.4264 | 0 |  |  | 0 |  | 0 | 0
|  | 2025 | 47890912.9262 | 929920.6393 | 46960992.2869 | 47425952.6066 | 6386986.1421 | 6386986.1421 | 0 |  |  | 0 |  | 0 | 0
|  | 2026 | 46960992.2869 | 929920.6393 | 46031071.6475 | 46496031.9672 | 6279984.8577 | 6279984.8577 | 0 |  |  | 0 |  | 0 | 0
|  | 2027 | 46031071.6475 | 929920.6393 | 45101151.0082 | 45566111.3279 | 6172983.5733 | 6172983.5733 | 0 |  |  | 0 |  | 0 | 0
|  | 2028 | 45101151.0082 | 929920.6393 | 44171230.3689 | 44636190.6885 | 6065982.289 | 6065982.289 | 0 |  |  | 0 |  | 0 | 0
|  | 2029 | 44171230.3689 | 929920.6393 | 43241309.7295 | 43706270.0492 | 5958981.0046 | 5958981.0046 | 0 |  |  | 0 |  | 0 | 0
|  | 2030 | 43241309.7295 | 929920.6393 | 42311389.0902 | 42776349.4098 | 5851979.7202 | 5851979.7202 | 0 |  |  | 0 |  | 0 | 0
|  | 2031 | 42311389.0902 | 929920.6393 | 41381468.4508 | 41846428.7705 | 5744978.4359 | 5744978.4359 | 0 |  |  | 0 |  | 0 | 0
|  | 2032 | 41381468.4508 | 929920.6393 | 40451547.8115 | 40916508.1311 | 5637977.1515 | 5637977.1515 | 0 |  |  | 0 |  | 0 | 0
|  | 2033 | 40451547.8115 | 929920.6393 | 39521627.1721 | 39986587.4918 | 5530975.8671 | 5530975.8671 | 0 |  |  | 0 |  | 0 | 0
|  | 2034 | 39521627.1721 | 929920.6393 | 38591706.5328 | 39056666.8525 | 5423974.5828 | 5423974.5828 | 0 |  |  | 0 |  | 0 | 0
|  | 2035 | 38591706.5328 | 929920.6393 | 37661785.8934 | 38126746.2131 | 5316973.2984 | 5316973.2984 | 0 |  |  | 0 |  | 0 | 0
|  | 2036 | 37661785.8934 | 929920.6393 | 36731865.2541 | 37196825.5738 | 5209972.014 | 5209972.014 | 0 |  |  | 0 |  | 0 | 0
|  | 2037 | 36731865.2541 | 929920.6393 | 35801944.6148 | 36266904.9344 | 5102970.7297 | 5102970.7297 | 0 |  |  | 0 |  | 0 | 0
|  | 2038 | 35801944.6148 | 929920.6393 | 34872023.9754 | 35336984.2951 | 4995969.4453 | 4995969.4453 | 0 |  |  | 0 |  | 0 | 0
|  | 2039 | 34872023.9754 | 929920.6393 | 33942103.3361 | 34407063.6557 | 4888968.1609 | 4888968.1609 | 0 |  |  | 0 |  | 0 | 0
|  | 2040 | 33942103.3361 | 929920.6393 | 33012182.6967 | 33477143.0164 | 4781966.8766 | 4781966.8766 | 0 |  |  | 0 |  | 0 | 0
|  | 2041 | 33012182.6967 | 929920.6393 | 32082262.0574 | 32547222.377 | 4674965.5922 | 4674965.5922 | 0 |  |  | 0 |  | 0 | 0
|  | 2042 | 32082262.0574 | 929920.6393 | 31152341.418 | 31617301.7377 | 4567964.3078 | 4567964.3078 | 0 |  |  | 0 |  | 0 | 0
|  | 2043 | 31152341.418 | 929920.6393 | 30222420.7787 | 30687381.0984 | 4460963.0235 | 4460963.0235 | 0 |  |  | 0 |  | 0 | 0
|  | 2044 | 30222420.7787 | 929920.6393 | 29292500.1393 | 29757460.459 | 4353961.7391 | 4353961.7391 | 0 |  |  | 0 |  | 0 | 0
|  | 2045 | 29292500.1393 | 929920.6393 | 28362579.5 | 28827539.8197 | 4246960.4547 | 4246960.4547 | 0 |  |  | 0 |  | 0 | 0
|  | 2046 | 28362579.5 | 929920.6393 | 27432658.8607 | 27897619.1803 | 4139959.1704 | 4139959.1704 | 0 |  |  | 0 |  | 0 | 0
|  | 2047 | 27432658.8607 | 929920.6393 | 26502738.2213 | 26967698.541 | 4032957.886 | 4032957.886 | 0 |  |  | 0 |  | 0 | 0
|  | 2048 | 26502738.2213 | 929920.6393 | 25572817.582 | 26037777.9016 | 3925956.6016 | 3925956.6016 | 0 |  |  | 0 |  | 0 | 0
|  | 2049 | 25572817.582 | 929920.6393 | 24642896.9426 | 25107857.2623 | 3818955.3173 | 3818955.3173 | 0 |  |  | 0 |  | 0 | 0
|  | 2050 | 24642896.9426 | 929920.6393 | 23712976.3033 | 24177936.623 | 3711954.0329 | 3711954.0329 | 0 |  |  | 0 |  | 0 | 0
|  | 2051 | 23712976.3033 | 929920.6393 | 22783055.6639 | 23248015.9836 | 3604952.7485 | 3604952.7485 | 0 |  |  | 0 |  | 0 | 0
|  | 2052 | 22783055.6639 | 929920.6393 | 21853135.0246 | 22318095.3443 | 3497951.4642 | 3497951.4642 | 0 |  |  | 0 |  | 0 | 0
|  | 2053 | 21853135.0246 | 929920.6393 | 20923214.3852 | 21388174.7049 | 3390950.1798 | 3390950.1798 | 0 |  |  | 0 |  | 0 | 0
|  | 2054 | 20923214.3852 | 929920.6393 | 19993293.7459 | 20458254.0656 | 3283948.8954 | 3283948.8954 | 0 |  |  | 0 |  | 0 | 0
|  | 2055 | 19993293.7459 | 929920.6393 | 19063373.1066 | 19528333.4262 | 3176947.6111 | 3176947.6111 | 0 |  |  | 0 |  | 0 | 0
|  | 2056 | 19063373.1066 | 929920.6393 | 18133452.4672 | 18598412.7869 | 3069946.3267 | 3069946.3267 | 0 |  |  | 0 |  | 0 | 0
|  | 2057 | 18133452.4672 | 929920.6393 | 17203531.8279 | 17668492.1475 | 2962945.0423 | 2962945.0423 | 0 |  |  | 0 |  | 0 | 0
|  | 2058 | 17203531.8279 | 929920.6393 | 16273611.1885 | 16738571.5082 | 2855943.758 | 2855943.758 | 0 |  |  | 0 |  | 0 | 0
|  | 2059 | 16273611.1885 | 929920.6393 | 15343690.5492 | 15808650.8689 | 2748942.4736 | 2748942.4736 | 0 |  |  | 0 |  | 0 | 0
|  | 2060 | 15343690.5492 | 929920.6393 | 14413769.9098 | 14878730.2295 | 2641941.1892 | 2641941.1892 | 0 |  |  | 0 |  | 0 | 0
|  | 2061 | 14413769.9098 | 929920.6393 | 13483849.2705 | 13948809.5902 | 2534939.9049 | 2534939.9049 | 0 |  |  | 0 |  | 0 | 0
|  | 2062 | 13483849.2705 | 929920.6393 | 12553928.6311 | 13018888.9508 | 2427938.6205 | 2427938.6205 | 0 |  |  | 0 |  | 0 | 0
|  | 2063 | 12553928.6311 | 929920.6393 | 11624007.9918 | 12088968.3115 | 2320937.3361 | 2320937.3361 | 0 |  |  | 0 |  | 0 | 0
|  | 2064 | 11624007.9918 | 929920.6393 | 10694087.3525 | 11159047.6721 | 2213936.0518 | 2213936.0518 | 0 |  |  | 0 |  | 0 | 0
|  | 2065 | 10694087.3525 | 929920.6393 | 9764166.7131 | 10229127.0328 | 2106934.7674 | 2106934.7674 | 0 |  |  | 0 |  | 0 | 0
|  | 2066 | 9764166.7131 | 929920.6393 | 8834246.0738 | 9299206.3934 | 1999933.483 | 1999933.483 | 0 |  |  | 0 |  | 0 | 0
|  | 2067 | 8834246.0738 | 929920.6393 | 7904325.4344 | 8369285.7541 | 1892932.1987 | 1892932.1987 | 0 |  |  | 0 |  | 0 | 0
|  | 2068 | 7904325.4344 | 929920.6393 | 6974404.7951 | 7439365.1148 | 1785930.9143 | 1785930.9143 | 0 |  |  | 0 |  | 0 | 0
|  | 2069 | 6974404.7951 | 929920.6393 | 6044484.1557 | 6509444.4754 | 1678929.6299 | 1678929.6299 | 0 |  |  | 0 |  | 0 | 0
|  | 2070 | 6044484.1557 | 929920.6393 | 5114563.5164 | 5579523.8361 | 1571928.3455 | 1571928.3455 | 0 |  |  | 0 |  | 0 | 0
|  | 2071 | 5114563.5164 | 929920.6393 | 4184642.877 | 4649603.1967 | 1464927.0612 | 1464927.0612 | 0 |  |  | 0 |  | 0 | 0
|  | 2072 | 4184642.877 | 929920.6393 | 3254722.2377 | 3719682.5574 | 1357925.7768 | 1357925.7768 | 0 |  |  | 0 |  | 0 | 0
|  | 2073 | 3254722.2377 | 929920.6393 | 2324801.5984 | 2789761.918 | 1250924.4924 | 1250924.4924 | 0 |  |  | 0 |  | 0 | 0
|  | 2074 | 2324801.5984 | 929920.6393 | 1394880.959 | 1859841.2787 | 1143923.2081 | 1143923.2081 | 0 |  |  | 0 |  | 0 | 0
|  | Project Totals |  | 55330278.041 |  |  | 257535955.1742 | 257535955.1742 | 0
** This is the total amount that needs to be reported to PJM for billing to all regions.
## This is the calculation of additional incentive revenue on projects deemed by the FERC to be eligible for an incentive return. This
additional incentive requirement is applicable for the life of this specific project. Each year the revenue requirement calculated for PJM
should be incremented by the amount of the incentive revenue calculated for that year on this project.
[14 empty] | Page 6 of | 12 | 1
| IV. | Determine the Revenue Requirement, and Additional Revenue Requirement for facilities receiving incentives.
A. Base Plan Facilities
|  | Facilities receiving incentives accepted by FERC in Docket No. | [5 empty] | (e.g. ER05-925-000) |  |  | 2016 | Rev Require | W Incentives | Incentive Amounts
[11 empty] | Prior Yr Projected | 0 | 0 | 0
|  | Project Description: | RTEP ID: b1962 (Add four 765 kV breakers at Kammer) | [7 empty] | Prior Yr True-Up | 2793584.5771 | 2793584.5771 | 0
[11 empty] | True-Up Adjustment | 2793584.5771 | 2793584.5771 | 0
Details
|  | Investment | 21404277 | Current Year |  |  |  |  | 2016 |  | TRUE UP OF PROJECT REVENUE REQUIREMENT FOR PRIOR YEAR:
|  | Service Year (yyyy) | 2015 | ROE increase accepted by FERC (Basis Points) |  |  |  |  | 0 |  | CUMULATIVE HISTORY OF TRUED-UP ANNUAL REVENUE REQUIREMENTS:
|  | Service Month (1-12) | 12 | FCR w/o incentives, less depreciation |  |  |  |  | 11.51% |  | INPUT TRUE-UP ARR (WITH & WITHOUT INCENTIVES) FROM EACH PRIOR YEAR
|  | Useful life | 61 | FCR w/incentives approved for these facilities, less dep. |  |  |  |  | 11.51% |  | TEMPLATE BELOW TO MAINTAIN HISTORY OF TRUED-UP ARRS OVER THE
|  | CIAC (Yes or No) | No | Annual Depreciation Expense |  |  |  |  | 350889.7869 |  | LIFE OF THE PROJECT.
|  | Investment | Beginning | Depreciation | Ending | Average | RTEP Rev. Req't. | RTEP Rev. Req't. | Incentive Rev. |  | RTEP Projected Rev. Req't.From Prior Year WS J | RTEP Rev Req't True-up | RTEP Projected Rev. Req't.From Prior Year WS J | RTEP Rev Req't True-up | True-up of Incentive
|  | Year | Balance | Expense | Balance | Balance | w/o Incentives | with Incentives ** | Requirement ## |  | w/o Incentives | w/o Incentives | with Incentives ** | with Incentives ** | with Incentives **
|  | 2015 | 21404277 | 0 | 21404277 | 21404277 | 2462882.3504 | 2462882.3504 | 0 |  | 2348715 | 114167.3504 | 2348715 | 114167.3504 | 0
|  | 2016 | 21404277 | 350889.7869 | 21053387.2131 | 21228832.1066 | 2793584.5771 | 2793584.5771 | 0 |  |  | 0 |  | 0 | 0
|  | 2017 | 21053387.2131 | 350889.7869 | 20702497.4262 | 20877942.3197 | 2753209.4566 | 2753209.4566 | 0 |  |  | 0 |  | 0 | 0
|  | 2018 | 20702497.4262 | 350889.7869 | 20351607.6393 | 20527052.5328 | 2712834.3361 | 2712834.3361 | 0 |  |  | 0 |  | 0 | 0
|  | 2019 | 20351607.6393 | 350889.7869 | 20000717.8525 | 20176162.7459 | 2672459.2156 | 2672459.2156 | 0 |  |  | 0 |  | 0 | 0
|  | 2020 | 20000717.8525 | 350889.7869 | 19649828.0656 | 19825272.959 | 2632084.0951 | 2632084.0951 | 0 |  |  | 0 |  | 0 | 0
|  | 2021 | 19649828.0656 | 350889.7869 | 19298938.2787 | 19474383.1721 | 2591708.9746 | 2591708.9746 | 0 |  |  | 0 |  | 0 | 0
|  | 2022 | 19298938.2787 | 350889.7869 | 18948048.4918 | 19123493.3852 | 2551333.8541 | 2551333.8541 | 0 |  |  | 0 |  | 0 | 0
|  | 2023 | 18948048.4918 | 350889.7869 | 18597158.7049 | 18772603.5984 | 2510958.7336 | 2510958.7336 | 0 |  |  | 0 |  | 0 | 0
|  | 2024 | 18597158.7049 | 350889.7869 | 18246268.918 | 18421713.8115 | 2470583.6131 | 2470583.6131 | 0 |  |  | 0 |  | 0 | 0
|  | 2025 | 18246268.918 | 350889.7869 | 17895379.1311 | 18070824.0246 | 2430208.4926 | 2430208.4926 | 0 |  |  | 0 |  | 0 | 0
|  | 2026 | 17895379.1311 | 350889.7869 | 17544489.3443 | 17719934.2377 | 2389833.3721 | 2389833.3721 | 0 |  |  | 0 |  | 0 | 0
|  | 2027 | 17544489.3443 | 350889.7869 | 17193599.5574 | 17369044.4508 | 2349458.2516 | 2349458.2516 | 0 |  |  | 0 |  | 0 | 0
|  | 2028 | 17193599.5574 | 350889.7869 | 16842709.7705 | 17018154.6639 | 2309083.1311 | 2309083.1311 | 0 |  |  | 0 |  | 0 | 0
|  | 2029 | 16842709.7705 | 350889.7869 | 16491819.9836 | 16667264.877 | 2268708.0106 | 2268708.0106 | 0 |  |  | 0 |  | 0 | 0
|  | 2030 | 16491819.9836 | 350889.7869 | 16140930.1967 | 16316375.0902 | 2228332.8901 | 2228332.8901 | 0 |  |  | 0 |  | 0 | 0
|  | 2031 | 16140930.1967 | 350889.7869 | 15790040.4098 | 15965485.3033 | 2187957.7696 | 2187957.7696 | 0 |  |  | 0 |  | 0 | 0
|  | 2032 | 15790040.4098 | 350889.7869 | 15439150.623 | 15614595.5164 | 2147582.6491 | 2147582.6491 | 0 |  |  | 0 |  | 0 | 0
|  | 2033 | 15439150.623 | 350889.7869 | 15088260.8361 | 15263705.7295 | 2107207.5286 | 2107207.5286 | 0 |  |  | 0 |  | 0 | 0
|  | 2034 | 15088260.8361 | 350889.7869 | 14737371.0492 | 14912815.9426 | 2066832.4081 | 2066832.4081 | 0 |  |  | 0 |  | 0 | 0
|  | 2035 | 14737371.0492 | 350889.7869 | 14386481.2623 | 14561926.1557 | 2026457.2876 | 2026457.2876 | 0 |  |  | 0 |  | 0 | 0
|  | 2036 | 14386481.2623 | 350889.7869 | 14035591.4754 | 14211036.3689 | 1986082.1671 | 1986082.1671 | 0 |  |  | 0 |  | 0 | 0
|  | 2037 | 14035591.4754 | 350889.7869 | 13684701.6885 | 13860146.582 | 1945707.0466 | 1945707.0466 | 0 |  |  | 0 |  | 0 | 0
|  | 2038 | 13684701.6885 | 350889.7869 | 13333811.9016 | 13509256.7951 | 1905331.9261 | 1905331.9261 | 0 |  |  | 0 |  | 0 | 0
|  | 2039 | 13333811.9016 | 350889.7869 | 12982922.1148 | 13158367.0082 | 1864956.8056 | 1864956.8056 | 0 |  |  | 0 |  | 0 | 0
|  | 2040 | 12982922.1148 | 350889.7869 | 12632032.3279 | 12807477.2213 | 1824581.6851 | 1824581.6851 | 0 |  |  | 0 |  | 0 | 0
|  | 2041 | 12632032.3279 | 350889.7869 | 12281142.541 | 12456587.4344 | 1784206.5646 | 1784206.5646 | 0 |  |  | 0 |  | 0 | 0
|  | 2042 | 12281142.541 | 350889.7869 | 11930252.7541 | 12105697.6475 | 1743831.4441 | 1743831.4441 | 0 |  |  | 0 |  | 0 | 0
|  | 2043 | 11930252.7541 | 350889.7869 | 11579362.9672 | 11754807.8607 | 1703456.3236 | 1703456.3236 | 0 |  |  | 0 |  | 0 | 0
|  | 2044 | 11579362.9672 | 350889.7869 | 11228473.1803 | 11403918.0738 | 1663081.2031 | 1663081.2031 | 0 |  |  | 0 |  | 0 | 0
|  | 2045 | 11228473.1803 | 350889.7869 | 10877583.3934 | 11053028.2869 | 1622706.0826 | 1622706.0826 | 0 |  |  | 0 |  | 0 | 0
|  | 2046 | 10877583.3934 | 350889.7869 | 10526693.6066 | 10702138.5 | 1582330.9621 | 1582330.9621 | 0 |  |  | 0 |  | 0 | 0
|  | 2047 | 10526693.6066 | 350889.7869 | 10175803.8197 | 10351248.7131 | 1541955.8416 | 1541955.8416 | 0 |  |  | 0 |  | 0 | 0
|  | 2048 | 10175803.8197 | 350889.7869 | 9824914.0328 | 10000358.9262 | 1501580.7211 | 1501580.7211 | 0 |  |  | 0 |  | 0 | 0
|  | 2049 | 9824914.0328 | 350889.7869 | 9474024.2459 | 9649469.1393 | 1461205.6006 | 1461205.6006 | 0 |  |  | 0 |  | 0 | 0
|  | 2050 | 9474024.2459 | 350889.7869 | 9123134.459 | 9298579.3525 | 1420830.4801 | 1420830.4801 | 0 |  |  | 0 |  | 0 | 0
|  | 2051 | 9123134.459 | 350889.7869 | 8772244.6721 | 8947689.5656 | 1380455.3596 | 1380455.3596 | 0 |  |  | 0 |  | 0 | 0
|  | 2052 | 8772244.6721 | 350889.7869 | 8421354.8852 | 8596799.7787 | 1340080.2391 | 1340080.2391 | 0 |  |  | 0 |  | 0 | 0
|  | 2053 | 8421354.8852 | 350889.7869 | 8070465.0984 | 8245909.9918 | 1299705.1186 | 1299705.1186 | 0 |  |  | 0 |  | 0 | 0
|  | 2054 | 8070465.0984 | 350889.7869 | 7719575.3115 | 7895020.2049 | 1259329.9981 | 1259329.9981 | 0 |  |  | 0 |  | 0 | 0
|  | 2055 | 7719575.3115 | 350889.7869 | 7368685.5246 | 7544130.418 | 1218954.8776 | 1218954.8776 | 0 |  |  | 0 |  | 0 | 0
|  | 2056 | 7368685.5246 | 350889.7869 | 7017795.7377 | 7193240.6311 | 1178579.7571 | 1178579.7571 | 0 |  |  | 0 |  | 0 | 0
|  | 2057 | 7017795.7377 | 350889.7869 | 6666905.9508 | 6842350.8443 | 1138204.6366 | 1138204.6366 | 0 |  |  | 0 |  | 0 | 0
|  | 2058 | 6666905.9508 | 350889.7869 | 6316016.1639 | 6491461.0574 | 1097829.5161 | 1097829.5161 | 0 |  |  | 0 |  | 0 | 0
|  | 2059 | 6316016.1639 | 350889.7869 | 5965126.377 | 6140571.2705 | 1057454.3956 | 1057454.3956 | 0 |  |  | 0 |  | 0 | 0
|  | 2060 | 5965126.377 | 350889.7869 | 5614236.5902 | 5789681.4836 | 1017079.2751 | 1017079.2751 | 0 |  |  | 0 |  | 0 | 0
|  | 2061 | 5614236.5902 | 350889.7869 | 5263346.8033 | 5438791.6967 | 976704.1546 | 976704.1546 | 0 |  |  | 0 |  | 0 | 0
|  | 2062 | 5263346.8033 | 350889.7869 | 4912457.0164 | 5087901.9098 | 936329.0341 | 936329.0341 | 0 |  |  | 0 |  | 0 | 0
|  | 2063 | 4912457.0164 | 350889.7869 | 4561567.2295 | 4737012.123 | 895953.9136 | 895953.9136 | 0 |  |  | 0 |  | 0 | 0
|  | 2064 | 4561567.2295 | 350889.7869 | 4210677.4426 | 4386122.3361 | 855578.7931 | 855578.7931 | 0 |  |  | 0 |  | 0 | 0
|  | 2065 | 4210677.4426 | 350889.7869 | 3859787.6557 | 4035232.5492 | 815203.6726 | 815203.6726 | 0 |  |  | 0 |  | 0 | 0
|  | 2066 | 3859787.6557 | 350889.7869 | 3508897.8689 | 3684342.7623 | 774828.5521 | 774828.5521 | 0 |  |  | 0 |  | 0 | 0
|  | 2067 | 3508897.8689 | 350889.7869 | 3158008.082 | 3333452.9754 | 734453.4316 | 734453.4316 | 0 |  |  | 0 |  | 0 | 0
|  | 2068 | 3158008.082 | 350889.7869 | 2807118.2951 | 2982563.1885 | 694078.3111 | 694078.3111 | 0 |  |  | 0 |  | 0 | 0
|  | 2069 | 2807118.2951 | 350889.7869 | 2456228.5082 | 2631673.4016 | 653703.1906 | 653703.1906 | 0 |  |  | 0 |  | 0 | 0
|  | 2070 | 2456228.5082 | 350889.7869 | 2105338.7213 | 2280783.6148 | 613328.0701 | 613328.0701 | 0 |  |  | 0 |  | 0 | 0
|  | 2071 | 2105338.7213 | 350889.7869 | 1754448.9344 | 1929893.8279 | 572952.9496 | 572952.9496 | 0 |  |  | 0 |  | 0 | 0
|  | 2072 | 1754448.9344 | 350889.7869 | 1403559.1475 | 1579004.041 | 532577.8291 | 532577.8291 | 0 |  |  | 0 |  | 0 | 0
|  | 2073 | 1403559.1475 | 350889.7869 | 1052669.3607 | 1228114.2541 | 492202.7086 | 492202.7086 | 0 |  |  | 0 |  | 0 | 0
|  | 2074 | 1052669.3607 | 350889.7869 | 701779.5738 | 877224.4672 | 451827.5881 | 451827.5881 | 0 |  |  | 0 |  | 0 | 0
|  | Project Totals |  | 20702497.4262 |  |  | 98202541.2242 | 98202541.2242 | 0
** This is the total amount that needs to be reported to PJM for billing to all regions.
## This is the calculation of additional incentive revenue on projects deemed by the FERC to be eligible for an incentive return. This
additional incentive requirement is applicable for the life of this specific project. Each year the revenue requirement calculated for PJM
should be incremented by the amount of the incentive revenue calculated for that year on this project.
[14 empty] | Page 7 of | 12 | 1
| IV. | Determine the Revenue Requirement, and Additional Revenue Requirement for facilities receiving incentives.
A. Base Plan Facilities
|  | Facilities receiving incentives accepted by FERC in Docket No. | [5 empty] | (e.g. ER05-925-000) |  |  | 2016 | Rev Require | W Incentives | Incentive Amounts
[11 empty] | Prior Yr Projected | 0 | 0 | 0
|  | Project Description: | RTEP ID: b2017 (Reconductor or rebuild Sporn - Waterford - Muskingum River 345 kV line) | [7 empty] | Prior Yr True-Up | 164246.754 | 164246.754 | 0
[11 empty] | True-Up Adjustment | 164246.754 | 164246.754 | 0
Details
|  | Investment | 1267609 | Current Year |  |  |  |  | 2016 |  | TRUE UP OF PROJECT REVENUE REQUIREMENT FOR PRIOR YEAR:
|  | Service Year (yyyy) | 2015 | ROE increase accepted by FERC (Basis Points) |  |  |  |  | 0 |  | CUMULATIVE HISTORY OF TRUED-UP ANNUAL REVENUE REQUIREMENTS:
|  | Service Month (1-12) | 6 | FCR w/o incentives, less depreciation |  |  |  |  | 11.51% |  | INPUT TRUE-UP ARR (WITH & WITHOUT INCENTIVES) FROM EACH PRIOR YEAR
|  | Useful life | 61 | FCR w/incentives approved for these facilities, less dep. |  |  |  |  | 11.51% |  | TEMPLATE BELOW TO MAINTAIN HISTORY OF TRUED-UP ARRS OVER THE
|  | CIAC (Yes or No) | No | Annual Depreciation Expense |  |  |  |  | 20780.4754 |  | LIFE OF THE PROJECT.
|  | Investment | Beginning | Depreciation | Ending | Average | RTEP Rev. Req't. | RTEP Rev. Req't. | Incentive Rev. |  | RTEP Projected Rev. Req't.From Prior Year WS J | RTEP Rev Req't True-up | RTEP Projected Rev. Req't.From Prior Year WS J | RTEP Rev Req't True-up | True-up of Incentive
|  | Year | Balance | Expense | Balance | Balance | w/o Incentives | with Incentives ** | Requirement ## |  | w/o Incentives | w/o Incentives | with Incentives ** | with Incentives ** | with Incentives **
|  | 2015 | 1267609 | 10390.2377 | 1257218.7623 | 1262413.8811 | 155649.8448 | 155649.8448 | 0 |  | 231097 | -75447.1552 | 231097 | -75447.1552 | 0
|  | 2016 | 1257218.7623 | 20780.4754 | 1236438.2869 | 1246828.5246 | 164246.754 | 164246.754 | 0 |  |  | 0 |  | 0 | 0
|  | 2017 | 1236438.2869 | 20780.4754 | 1215657.8115 | 1226048.0492 | 161855.6494 | 161855.6494 | 0 |  |  | 0 |  | 0 | 0
|  | 2018 | 1215657.8115 | 20780.4754 | 1194877.3361 | 1205267.5738 | 159464.5447 | 159464.5447 | 0 |  |  | 0 |  | 0 | 0
|  | 2019 | 1194877.3361 | 20780.4754 | 1174096.8607 | 1184487.0984 | 157073.4401 | 157073.4401 | 0 |  |  | 0 |  | 0 | 0
|  | 2020 | 1174096.8607 | 20780.4754 | 1153316.3852 | 1163706.623 | 154682.3354 | 154682.3354 | 0 |  |  | 0 |  | 0 | 0
|  | 2021 | 1153316.3852 | 20780.4754 | 1132535.9098 | 1142926.1475 | 152291.2308 | 152291.2308 | 0 |  |  | 0 |  | 0 | 0
|  | 2022 | 1132535.9098 | 20780.4754 | 1111755.4344 | 1122145.6721 | 149900.1261 | 149900.1261 | 0 |  |  | 0 |  | 0 | 0
|  | 2023 | 1111755.4344 | 20780.4754 | 1090974.959 | 1101365.1967 | 147509.0215 | 147509.0215 | 0 |  |  | 0 |  | 0 | 0
|  | 2024 | 1090974.959 | 20780.4754 | 1070194.4836 | 1080584.7213 | 145117.9169 | 145117.9169 | 0 |  |  | 0 |  | 0 | 0
|  | 2025 | 1070194.4836 | 20780.4754 | 1049414.0082 | 1059804.2459 | 142726.8122 | 142726.8122 | 0 |  |  | 0 |  | 0 | 0
|  | 2026 | 1049414.0082 | 20780.4754 | 1028633.5328 | 1039023.7705 | 140335.7076 | 140335.7076 | 0 |  |  | 0 |  | 0 | 0
|  | 2027 | 1028633.5328 | 20780.4754 | 1007853.0574 | 1018243.2951 | 137944.6029 | 137944.6029 | 0 |  |  | 0 |  | 0 | 0
|  | 2028 | 1007853.0574 | 20780.4754 | 987072.582 | 997462.8197 | 135553.4983 | 135553.4983 | 0 |  |  | 0 |  | 0 | 0
|  | 2029 | 987072.582 | 20780.4754 | 966292.1066 | 976682.3443 | 133162.3936 | 133162.3936 | 0 |  |  | 0 |  | 0 | 0
|  | 2030 | 966292.1066 | 20780.4754 | 945511.6311 | 955901.8689 | 130771.289 | 130771.289 | 0 |  |  | 0 |  | 0 | 0
|  | 2031 | 945511.6311 | 20780.4754 | 924731.1557 | 935121.3934 | 128380.1844 | 128380.1844 | 0 |  |  | 0 |  | 0 | 0
|  | 2032 | 924731.1557 | 20780.4754 | 903950.6803 | 914340.918 | 125989.0797 | 125989.0797 | 0 |  |  | 0 |  | 0 | 0
|  | 2033 | 903950.6803 | 20780.4754 | 883170.2049 | 893560.4426 | 123597.9751 | 123597.9751 | 0 |  |  | 0 |  | 0 | 0
|  | 2034 | 883170.2049 | 20780.4754 | 862389.7295 | 872779.9672 | 121206.8704 | 121206.8704 | 0 |  |  | 0 |  | 0 | 0
|  | 2035 | 862389.7295 | 20780.4754 | 841609.2541 | 851999.4918 | 118815.7658 | 118815.7658 | 0 |  |  | 0 |  | 0 | 0
|  | 2036 | 841609.2541 | 20780.4754 | 820828.7787 | 831219.0164 | 116424.6611 | 116424.6611 | 0 |  |  | 0 |  | 0 | 0
|  | 2037 | 820828.7787 | 20780.4754 | 800048.3033 | 810438.541 | 114033.5565 | 114033.5565 | 0 |  |  | 0 |  | 0 | 0
|  | 2038 | 800048.3033 | 20780.4754 | 779267.8279 | 789658.0656 | 111642.4519 | 111642.4519 | 0 |  |  | 0 |  | 0 | 0
|  | 2039 | 779267.8279 | 20780.4754 | 758487.3525 | 768877.5902 | 109251.3472 | 109251.3472 | 0 |  |  | 0 |  | 0 | 0
|  | 2040 | 758487.3525 | 20780.4754 | 737706.877 | 748097.1148 | 106860.2426 | 106860.2426 | 0 |  |  | 0 |  | 0 | 0
|  | 2041 | 737706.877 | 20780.4754 | 716926.4016 | 727316.6393 | 104469.1379 | 104469.1379 | 0 |  |  | 0 |  | 0 | 0
|  | 2042 | 716926.4016 | 20780.4754 | 696145.9262 | 706536.1639 | 102078.0333 | 102078.0333 | 0 |  |  | 0 |  | 0 | 0
|  | 2043 | 696145.9262 | 20780.4754 | 675365.4508 | 685755.6885 | 99686.9286 | 99686.9286 | 0 |  |  | 0 |  | 0 | 0
|  | 2044 | 675365.4508 | 20780.4754 | 654584.9754 | 664975.2131 | 97295.824 | 97295.824 | 0 |  |  | 0 |  | 0 | 0
|  | 2045 | 654584.9754 | 20780.4754 | 633804.5 | 644194.7377 | 94904.7194 | 94904.7194 | 0 |  |  | 0 |  | 0 | 0
|  | 2046 | 633804.5 | 20780.4754 | 613024.0246 | 623414.2623 | 92513.6147 | 92513.6147 | 0 |  |  | 0 |  | 0 | 0
|  | 2047 | 613024.0246 | 20780.4754 | 592243.5492 | 602633.7869 | 90122.5101 | 90122.5101 | 0 |  |  | 0 |  | 0 | 0
|  | 2048 | 592243.5492 | 20780.4754 | 571463.0738 | 581853.3115 | 87731.4054 | 87731.4054 | 0 |  |  | 0 |  | 0 | 0
|  | 2049 | 571463.0738 | 20780.4754 | 550682.5984 | 561072.8361 | 85340.3008 | 85340.3008 | 0 |  |  | 0 |  | 0 | 0
|  | 2050 | 550682.5984 | 20780.4754 | 529902.123 | 540292.3607 | 82949.1961 | 82949.1961 | 0 |  |  | 0 |  | 0 | 0
|  | 2051 | 529902.123 | 20780.4754 | 509121.6475 | 519511.8852 | 80558.0915 | 80558.0915 | 0 |  |  | 0 |  | 0 | 0
|  | 2052 | 509121.6475 | 20780.4754 | 488341.1721 | 498731.4098 | 78166.9868 | 78166.9868 | 0 |  |  | 0 |  | 0 | 0
|  | 2053 | 488341.1721 | 20780.4754 | 467560.6967 | 477950.9344 | 75775.8822 | 75775.8822 | 0 |  |  | 0 |  | 0 | 0
|  | 2054 | 467560.6967 | 20780.4754 | 446780.2213 | 457170.459 | 73384.7776 | 73384.7776 | 0 |  |  | 0 |  | 0 | 0
|  | 2055 | 446780.2213 | 20780.4754 | 425999.7459 | 436389.9836 | 70993.6729 | 70993.6729 | 0 |  |  | 0 |  | 0 | 0
|  | 2056 | 425999.7459 | 20780.4754 | 405219.2705 | 415609.5082 | 68602.5683 | 68602.5683 | 0 |  |  | 0 |  | 0 | 0
|  | 2057 | 405219.2705 | 20780.4754 | 384438.7951 | 394829.0328 | 66211.4636 | 66211.4636 | 0 |  |  | 0 |  | 0 | 0
|  | 2058 | 384438.7951 | 20780.4754 | 363658.3197 | 374048.5574 | 63820.359 | 63820.359 | 0 |  |  | 0 |  | 0 | 0
|  | 2059 | 363658.3197 | 20780.4754 | 342877.8443 | 353268.082 | 61429.2543 | 61429.2543 | 0 |  |  | 0 |  | 0 | 0
|  | 2060 | 342877.8443 | 20780.4754 | 322097.3689 | 332487.6066 | 59038.1497 | 59038.1497 | 0 |  |  | 0 |  | 0 | 0
|  | 2061 | 322097.3689 | 20780.4754 | 301316.8934 | 311707.1311 | 56647.0451 | 56647.0451 | 0 |  |  | 0 |  | 0 | 0
|  | 2062 | 301316.8934 | 20780.4754 | 280536.418 | 290926.6557 | 54255.9404 | 54255.9404 | 0 |  |  | 0 |  | 0 | 0
|  | 2063 | 280536.418 | 20780.4754 | 259755.9426 | 270146.1803 | 51864.8358 | 51864.8358 | 0 |  |  | 0 |  | 0 | 0
|  | 2064 | 259755.9426 | 20780.4754 | 238975.4672 | 249365.7049 | 49473.7311 | 49473.7311 | 0 |  |  | 0 |  | 0 | 0
|  | 2065 | 238975.4672 | 20780.4754 | 218194.9918 | 228585.2295 | 47082.6265 | 47082.6265 | 0 |  |  | 0 |  | 0 | 0
|  | 2066 | 218194.9918 | 20780.4754 | 197414.5164 | 207804.7541 | 44691.5218 | 44691.5218 | 0 |  |  | 0 |  | 0 | 0
|  | 2067 | 197414.5164 | 20780.4754 | 176634.041 | 187024.2787 | 42300.4172 | 42300.4172 | 0 |  |  | 0 |  | 0 | 0
|  | 2068 | 176634.041 | 20780.4754 | 155853.5656 | 166243.8033 | 39909.3126 | 39909.3126 | 0 |  |  | 0 |  | 0 | 0
|  | 2069 | 155853.5656 | 20780.4754 | 135073.0902 | 145463.3279 | 37518.2079 | 37518.2079 | 0 |  |  | 0 |  | 0 | 0
|  | 2070 | 135073.0902 | 20780.4754 | 114292.6148 | 124682.8525 | 35127.1033 | 35127.1033 | 0 |  |  | 0 |  | 0 | 0
|  | 2071 | 114292.6148 | 20780.4754 | 93512.1393 | 103902.377 | 32735.9986 | 32735.9986 | 0 |  |  | 0 |  | 0 | 0
|  | 2072 | 93512.1393 | 20780.4754 | 72731.6639 | 83121.9016 | 30344.894 | 30344.894 | 0 |  |  | 0 |  | 0 | 0
|  | 2073 | 72731.6639 | 20780.4754 | 51951.1885 | 62341.4262 | 27953.7893 | 27953.7893 | 0 |  |  | 0 |  | 0 | 0
|  | 2074 | 51951.1885 | 20780.4754 | 31170.7131 | 41560.9508 | 25562.6847 | 25562.6847 | 0 |  |  | 0 |  | 0 | 0
|  | Project Totals |  | 1236438.2869 |  |  | 5755028.2865 | 5755028.2865 | 0
** This is the total amount that needs to be reported to PJM for billing to all regions.
## This is the calculation of additional incentive revenue on projects deemed by the FERC to be eligible for an incentive return. This
additional incentive requirement is applicable for the life of this specific project. Each year the revenue requirement calculated for PJM
should be incremented by the amount of the incentive revenue calculated for that year on this project.
[14 empty] | Page 8 of | 12 | 1
| IV. | Determine the Revenue Requirement, and Additional Revenue Requirement for facilities receiving incentives.
A. Base Plan Facilities
|  | Facilities receiving incentives accepted by FERC in Docket No. | [5 empty] | (e.g. ER05-925-000) |  |  | 2016 | Rev Require | W Incentives | Incentive Amounts
[11 empty] | Prior Yr Projected | 0 | 0 | 0
|  | Project Description: | RTEP ID: b2020 (Rebuild Amos-Kanawha River 138 kV corridor) | [7 empty] | Prior Yr True-Up | 953336.1742 | 953336.1742 | 0
[11 empty] | True-Up Adjustment | 953336.1742 | 953336.1742 | 0
Details
|  | Investment | 7366510 | Current Year |  |  |  |  | 2016 |  | TRUE UP OF PROJECT REVENUE REQUIREMENT FOR PRIOR YEAR:
|  | Service Year (yyyy) | 2015 | ROE increase accepted by FERC (Basis Points) |  |  |  |  | 0 |  | CUMULATIVE HISTORY OF TRUED-UP ANNUAL REVENUE REQUIREMENTS:
|  | Service Month (1-12) | 5 | FCR w/o incentives, less depreciation |  |  |  |  | 11.51% |  | INPUT TRUE-UP ARR (WITH & WITHOUT INCENTIVES) FROM EACH PRIOR YEAR
|  | Useful life | 61 | FCR w/incentives approved for these facilities, less dep. |  |  |  |  | 11.51% |  | TEMPLATE BELOW TO MAINTAIN HISTORY OF TRUED-UP ARRS OVER THE
|  | CIAC (Yes or No) | No | Annual Depreciation Expense |  |  |  |  | 120762.459 |  | LIFE OF THE PROJECT.
|  | Investment | Beginning | Depreciation | Ending | Average | RTEP Rev. Req't. | RTEP Rev. Req't. | Incentive Rev. |  | RTEP Projected Rev. Req't.From Prior Year WS J | RTEP Rev Req't True-up | RTEP Projected Rev. Req't.From Prior Year WS J | RTEP Rev Req't True-up | True-up of Incentive
|  | Year | Balance | Expense | Balance | Balance | w/o Incentives | with Incentives ** | Requirement ## |  | w/o Incentives | w/o Incentives | with Incentives ** | with Incentives ** | with Incentives **
|  | 2015 | 7366510 | 70444.7678 | 7296065.2322 | 7331287.6161 | 914019.1093 | 914019.1093 | 0 |  | 772367 | 141652.1093 | 772367 | 141652.1093 | 0
|  | 2016 | 7296065.2322 | 120762.459 | 7175302.7732 | 7235684.0027 | 953336.1742 | 953336.1742 | 0 |  |  | 0 |  | 0 | 0
|  | 2017 | 7175302.7732 | 120762.459 | 7054540.3142 | 7114921.5437 | 939440.6463 | 939440.6463 | 0 |  |  | 0 |  | 0 | 0
|  | 2018 | 7054540.3142 | 120762.459 | 6933777.8552 | 6994159.0847 | 925545.1184 | 925545.1184 | 0 |  |  | 0 |  | 0 | 0
|  | 2019 | 6933777.8552 | 120762.459 | 6813015.3962 | 6873396.6257 | 911649.5905 | 911649.5905 | 0 |  |  | 0 |  | 0 | 0
|  | 2020 | 6813015.3962 | 120762.459 | 6692252.9372 | 6752634.1667 | 897754.0625 | 897754.0625 | 0 |  |  | 0 |  | 0 | 0
|  | 2021 | 6692252.9372 | 120762.459 | 6571490.4781 | 6631871.7077 | 883858.5346 | 883858.5346 | 0 |  |  | 0 |  | 0 | 0
|  | 2022 | 6571490.4781 | 120762.459 | 6450728.0191 | 6511109.2486 | 869963.0067 | 869963.0067 | 0 |  |  | 0 |  | 0 | 0
|  | 2023 | 6450728.0191 | 120762.459 | 6329965.5601 | 6390346.7896 | 856067.4787 | 856067.4787 | 0 |  |  | 0 |  | 0 | 0
|  | 2024 | 6329965.5601 | 120762.459 | 6209203.1011 | 6269584.3306 | 842171.9508 | 842171.9508 | 0 |  |  | 0 |  | 0 | 0
|  | 2025 | 6209203.1011 | 120762.459 | 6088440.6421 | 6148821.8716 | 828276.4229 | 828276.4229 | 0 |  |  | 0 |  | 0 | 0
|  | 2026 | 6088440.6421 | 120762.459 | 5967678.1831 | 6028059.4126 | 814380.8949 | 814380.8949 | 0 |  |  | 0 |  | 0 | 0
|  | 2027 | 5967678.1831 | 120762.459 | 5846915.724 | 5907296.9536 | 800485.367 | 800485.367 | 0 |  |  | 0 |  | 0 | 0
|  | 2028 | 5846915.724 | 120762.459 | 5726153.265 | 5786534.4945 | 786589.8391 | 786589.8391 | 0 |  |  | 0 |  | 0 | 0
|  | 2029 | 5726153.265 | 120762.459 | 5605390.806 | 5665772.0355 | 772694.3111 | 772694.3111 | 0 |  |  | 0 |  | 0 | 0
|  | 2030 | 5605390.806 | 120762.459 | 5484628.347 | 5545009.5765 | 758798.7832 | 758798.7832 | 0 |  |  | 0 |  | 0 | 0
|  | 2031 | 5484628.347 | 120762.459 | 5363865.888 | 5424247.1175 | 744903.2553 | 744903.2553 | 0 |  |  | 0 |  | 0 | 0
|  | 2032 | 5363865.888 | 120762.459 | 5243103.429 | 5303484.6585 | 731007.7273 | 731007.7273 | 0 |  |  | 0 |  | 0 | 0
|  | 2033 | 5243103.429 | 120762.459 | 5122340.9699 | 5182722.1995 | 717112.1994 | 717112.1994 | 0 |  |  | 0 |  | 0 | 0
|  | 2034 | 5122340.9699 | 120762.459 | 5001578.5109 | 5061959.7404 | 703216.6715 | 703216.6715 | 0 |  |  | 0 |  | 0 | 0
|  | 2035 | 5001578.5109 | 120762.459 | 4880816.0519 | 4941197.2814 | 689321.1435 | 689321.1435 | 0 |  |  | 0 |  | 0 | 0
|  | 2036 | 4880816.0519 | 120762.459 | 4760053.5929 | 4820434.8224 | 675425.6156 | 675425.6156 | 0 |  |  | 0 |  | 0 | 0
|  | 2037 | 4760053.5929 | 120762.459 | 4639291.1339 | 4699672.3634 | 661530.0877 | 661530.0877 | 0 |  |  | 0 |  | 0 | 0
|  | 2038 | 4639291.1339 | 120762.459 | 4518528.6749 | 4578909.9044 | 647634.5598 | 647634.5598 | 0 |  |  | 0 |  | 0 | 0
|  | 2039 | 4518528.6749 | 120762.459 | 4397766.2158 | 4458147.4454 | 633739.0318 | 633739.0318 | 0 |  |  | 0 |  | 0 | 0
|  | 2040 | 4397766.2158 | 120762.459 | 4277003.7568 | 4337384.9863 | 619843.5039 | 619843.5039 | 0 |  |  | 0 |  | 0 | 0
|  | 2041 | 4277003.7568 | 120762.459 | 4156241.2978 | 4216622.5273 | 605947.976 | 605947.976 | 0 |  |  | 0 |  | 0 | 0
|  | 2042 | 4156241.2978 | 120762.459 | 4035478.8388 | 4095860.0683 | 592052.448 | 592052.448 | 0 |  |  | 0 |  | 0 | 0
|  | 2043 | 4035478.8388 | 120762.459 | 3914716.3798 | 3975097.6093 | 578156.9201 | 578156.9201 | 0 |  |  | 0 |  | 0 | 0
|  | 2044 | 3914716.3798 | 120762.459 | 3793953.9208 | 3854335.1503 | 564261.3922 | 564261.3922 | 0 |  |  | 0 |  | 0 | 0
|  | 2045 | 3793953.9208 | 120762.459 | 3673191.4617 | 3733572.6913 | 550365.8642 | 550365.8642 | 0 |  |  | 0 |  | 0 | 0
|  | 2046 | 3673191.4617 | 120762.459 | 3552429.0027 | 3612810.2322 | 536470.3363 | 536470.3363 | 0 |  |  | 0 |  | 0 | 0
|  | 2047 | 3552429.0027 | 120762.459 | 3431666.5437 | 3492047.7732 | 522574.8084 | 522574.8084 | 0 |  |  | 0 |  | 0 | 0
|  | 2048 | 3431666.5437 | 120762.459 | 3310904.0847 | 3371285.3142 | 508679.2804 | 508679.2804 | 0 |  |  | 0 |  | 0 | 0
|  | 2049 | 3310904.0847 | 120762.459 | 3190141.6257 | 3250522.8552 | 494783.7525 | 494783.7525 | 0 |  |  | 0 |  | 0 | 0
|  | 2050 | 3190141.6257 | 120762.459 | 3069379.1667 | 3129760.3962 | 480888.2246 | 480888.2246 | 0 |  |  | 0 |  | 0 | 0
|  | 2051 | 3069379.1667 | 120762.459 | 2948616.7077 | 3008997.9372 | 466992.6966 | 466992.6966 | 0 |  |  | 0 |  | 0 | 0
|  | 2052 | 2948616.7077 | 120762.459 | 2827854.2486 | 2888235.4781 | 453097.1687 | 453097.1687 | 0 |  |  | 0 |  | 0 | 0
|  | 2053 | 2827854.2486 | 120762.459 | 2707091.7896 | 2767473.0191 | 439201.6408 | 439201.6408 | 0 |  |  | 0 |  | 0 | 0
|  | 2054 | 2707091.7896 | 120762.459 | 2586329.3306 | 2646710.5601 | 425306.1128 | 425306.1128 | 0 |  |  | 0 |  | 0 | 0
|  | 2055 | 2586329.3306 | 120762.459 | 2465566.8716 | 2525948.1011 | 411410.5849 | 411410.5849 | 0 |  |  | 0 |  | 0 | 0
|  | 2056 | 2465566.8716 | 120762.459 | 2344804.4126 | 2405185.6421 | 397515.057 | 397515.057 | 0 |  |  | 0 |  | 0 | 0
|  | 2057 | 2344804.4126 | 120762.459 | 2224041.9536 | 2284423.1831 | 383619.5291 | 383619.5291 | 0 |  |  | 0 |  | 0 | 0
|  | 2058 | 2224041.9536 | 120762.459 | 2103279.4945 | 2163660.724 | 369724.0011 | 369724.0011 | 0 |  |  | 0 |  | 0 | 0
|  | 2059 | 2103279.4945 | 120762.459 | 1982517.0355 | 2042898.265 | 355828.4732 | 355828.4732 | 0 |  |  | 0 |  | 0 | 0
|  | 2060 | 1982517.0355 | 120762.459 | 1861754.5765 | 1922135.806 | 341932.9453 | 341932.9453 | 0 |  |  | 0 |  | 0 | 0
|  | 2061 | 1861754.5765 | 120762.459 | 1740992.1175 | 1801373.347 | 328037.4173 | 328037.4173 | 0 |  |  | 0 |  | 0 | 0
|  | 2062 | 1740992.1175 | 120762.459 | 1620229.6585 | 1680610.888 | 314141.8894 | 314141.8894 | 0 |  |  | 0 |  | 0 | 0
|  | 2063 | 1620229.6585 | 120762.459 | 1499467.1995 | 1559848.429 | 300246.3615 | 300246.3615 | 0 |  |  | 0 |  | 0 | 0
|  | 2064 | 1499467.1995 | 120762.459 | 1378704.7404 | 1439085.9699 | 286350.8335 | 286350.8335 | 0 |  |  | 0 |  | 0 | 0
|  | 2065 | 1378704.7404 | 120762.459 | 1257942.2814 | 1318323.5109 | 272455.3056 | 272455.3056 | 0 |  |  | 0 |  | 0 | 0
|  | 2066 | 1257942.2814 | 120762.459 | 1137179.8224 | 1197561.0519 | 258559.7777 | 258559.7777 | 0 |  |  | 0 |  | 0 | 0
|  | 2067 | 1137179.8224 | 120762.459 | 1016417.3634 | 1076798.5929 | 244664.2497 | 244664.2497 | 0 |  |  | 0 |  | 0 | 0
|  | 2068 | 1016417.3634 | 120762.459 | 895654.9044 | 956036.1339 | 230768.7218 | 230768.7218 | 0 |  |  | 0 |  | 0 | 0
|  | 2069 | 895654.9044 | 120762.459 | 774892.4454 | 835273.6749 | 216873.1939 | 216873.1939 | 0 |  |  | 0 |  | 0 | 0
|  | 2070 | 774892.4454 | 120762.459 | 654129.9863 | 714511.2158 | 202977.6659 | 202977.6659 | 0 |  |  | 0 |  | 0 | 0
|  | 2071 | 654129.9863 | 120762.459 | 533367.5273 | 593748.7568 | 189082.138 | 189082.138 | 0 |  |  | 0 |  | 0 | 0
|  | 2072 | 533367.5273 | 120762.459 | 412605.0683 | 472986.2978 | 175186.6101 | 175186.6101 | 0 |  |  | 0 |  | 0 | 0
|  | 2073 | 412605.0683 | 120762.459 | 291842.6093 | 352223.8388 | 161291.0822 | 161291.0822 | 0 |  |  | 0 |  | 0 | 0
|  | 2074 | 291842.6093 | 120762.459 | 171080.1503 | 231461.3798 | 147395.5542 | 147395.5542 | 0 |  |  | 0 |  | 0 | 0
|  | Project Totals |  | 7195429.8497 |  |  | 33385605.099 | 33385605.099 | 0
** This is the total amount that needs to be reported to PJM for billing to all regions.
## This is the calculation of additional incentive revenue on projects deemed by the FERC to be eligible for an incentive return. This
additional incentive requirement is applicable for the life of this specific project. Each year the revenue requirement calculated for PJM
should be incremented by the amount of the incentive revenue calculated for that year on this project.
[14 empty] | Page 9 of | 12 | 1
| IV. | Determine the Revenue Requirement, and Additional Revenue Requirement for facilities receiving incentives.
A. Base Plan Facilities
|  | Facilities receiving incentives accepted by FERC in Docket No. | [5 empty] | (e.g. ER05-925-000) |  |  | 2016 | Rev Require | W Incentives | Incentive Amounts
[11 empty] | Prior Yr Projected | 0 | 0 | 0
|  | Project Description: | RTEP ID: b2022 (Terminate Tristate-Kyger Creek 345 kV line at Sporn) | [7 empty] | Prior Yr True-Up | 558191.682 | 558191.682 | 0
[11 empty] | True-Up Adjustment | 558191.682 | 558191.682 | 0
Details
|  | Investment | 4287158 | Current Year |  |  |  |  | 2016 |  | TRUE UP OF PROJECT REVENUE REQUIREMENT FOR PRIOR YEAR:
|  | Service Year (yyyy) | 2015 | ROE increase accepted by FERC (Basis Points) |  |  |  |  | 0 |  | CUMULATIVE HISTORY OF TRUED-UP ANNUAL REVENUE REQUIREMENTS:
|  | Service Month (1-12) | 10 | FCR w/o incentives, less depreciation |  |  |  |  | 11.51% |  | INPUT TRUE-UP ARR (WITH & WITHOUT INCENTIVES) FROM EACH PRIOR YEAR
|  | Useful life | 61 | FCR w/incentives approved for these facilities, less dep. |  |  |  |  | 11.51% |  | TEMPLATE BELOW TO MAINTAIN HISTORY OF TRUED-UP ARRS OVER THE
|  | CIAC (Yes or No) | No | Annual Depreciation Expense |  |  |  |  | 70281.2787 |  | LIFE OF THE PROJECT.
|  | Investment | Beginning | Depreciation | Ending | Average | RTEP Rev. Req't. | RTEP Rev. Req't. | Incentive Rev. |  | RTEP Projected Rev. Req't.From Prior Year WS J | RTEP Rev Req't True-up | RTEP Projected Rev. Req't.From Prior Year WS J | RTEP Rev Req't True-up | True-up of Incentive
|  | Year | Balance | Expense | Balance | Balance | w/o Incentives | with Incentives ** | Requirement ## |  | w/o Incentives | w/o Incentives | with Incentives ** | with Incentives ** | with Incentives **
|  | 2015 | 4287158 | 11713.5464 | 4275444.4536 | 4281301.2268 | 504341.3156 | 504341.3156 | 0 |  | 366645 | 137696.3156 | 366645 | 137696.3156 | 0
|  | 2016 | 4275444.4536 | 70281.2787 | 4205163.1749 | 4240303.8142 | 558191.682 | 558191.682 | 0 |  |  | 0 |  | 0 | 0
|  | 2017 | 4205163.1749 | 70281.2787 | 4134881.8962 | 4170022.5355 | 550104.7693 | 550104.7693 | 0 |  |  | 0 |  | 0 | 0
|  | 2018 | 4134881.8962 | 70281.2787 | 4064600.6175 | 4099741.2568 | 542017.8565 | 542017.8565 | 0 |  |  | 0 |  | 0 | 0
|  | 2019 | 4064600.6175 | 70281.2787 | 3994319.3388 | 4029459.9781 | 533930.9438 | 533930.9438 | 0 |  |  | 0 |  | 0 | 0
|  | 2020 | 3994319.3388 | 70281.2787 | 3924038.0601 | 3959178.6995 | 525844.031 | 525844.031 | 0 |  |  | 0 |  | 0 | 0
|  | 2021 | 3924038.0601 | 70281.2787 | 3853756.7814 | 3888897.4208 | 517757.1182 | 517757.1182 | 0 |  |  | 0 |  | 0 | 0
|  | 2022 | 3853756.7814 | 70281.2787 | 3783475.5027 | 3818616.1421 | 509670.2055 | 509670.2055 | 0 |  |  | 0 |  | 0 | 0
|  | 2023 | 3783475.5027 | 70281.2787 | 3713194.224 | 3748334.8634 | 501583.2927 | 501583.2927 | 0 |  |  | 0 |  | 0 | 0
|  | 2024 | 3713194.224 | 70281.2787 | 3642912.9454 | 3678053.5847 | 493496.3799 | 493496.3799 | 0 |  |  | 0 |  | 0 | 0
|  | 2025 | 3642912.9454 | 70281.2787 | 3572631.6667 | 3607772.306 | 485409.4672 | 485409.4672 | 0 |  |  | 0 |  | 0 | 0
|  | 2026 | 3572631.6667 | 70281.2787 | 3502350.388 | 3537491.0273 | 477322.5544 | 477322.5544 | 0 |  |  | 0 |  | 0 | 0
|  | 2027 | 3502350.388 | 70281.2787 | 3432069.1093 | 3467209.7486 | 469235.6417 | 469235.6417 | 0 |  |  | 0 |  | 0 | 0
|  | 2028 | 3432069.1093 | 70281.2787 | 3361787.8306 | 3396928.4699 | 461148.7289 | 461148.7289 | 0 |  |  | 0 |  | 0 | 0
|  | 2029 | 3361787.8306 | 70281.2787 | 3291506.5519 | 3326647.1913 | 453061.8161 | 453061.8161 | 0 |  |  | 0 |  | 0 | 0
|  | 2030 | 3291506.5519 | 70281.2787 | 3221225.2732 | 3256365.9126 | 444974.9034 | 444974.9034 | 0 |  |  | 0 |  | 0 | 0
|  | 2031 | 3221225.2732 | 70281.2787 | 3150943.9945 | 3186084.6339 | 436887.9906 | 436887.9906 | 0 |  |  | 0 |  | 0 | 0
|  | 2032 | 3150943.9945 | 70281.2787 | 3080662.7158 | 3115803.3552 | 428801.0778 | 428801.0778 | 0 |  |  | 0 |  | 0 | 0
|  | 2033 | 3080662.7158 | 70281.2787 | 3010381.4372 | 3045522.0765 | 420714.1651 | 420714.1651 | 0 |  |  | 0 |  | 0 | 0
|  | 2034 | 3010381.4372 | 70281.2787 | 2940100.1585 | 2975240.7978 | 412627.2523 | 412627.2523 | 0 |  |  | 0 |  | 0 | 0
|  | 2035 | 2940100.1585 | 70281.2787 | 2869818.8798 | 2904959.5191 | 404540.3395 | 404540.3395 | 0 |  |  | 0 |  | 0 | 0
|  | 2036 | 2869818.8798 | 70281.2787 | 2799537.6011 | 2834678.2404 | 396453.4268 | 396453.4268 | 0 |  |  | 0 |  | 0 | 0
|  | 2037 | 2799537.6011 | 70281.2787 | 2729256.3224 | 2764396.9617 | 388366.514 | 388366.514 | 0 |  |  | 0 |  | 0 | 0
|  | 2038 | 2729256.3224 | 70281.2787 | 2658975.0437 | 2694115.6831 | 380279.6013 | 380279.6013 | 0 |  |  | 0 |  | 0 | 0
|  | 2039 | 2658975.0437 | 70281.2787 | 2588693.765 | 2623834.4044 | 372192.6885 | 372192.6885 | 0 |  |  | 0 |  | 0 | 0
|  | 2040 | 2588693.765 | 70281.2787 | 2518412.4863 | 2553553.1257 | 364105.7757 | 364105.7757 | 0 |  |  | 0 |  | 0 | 0
|  | 2041 | 2518412.4863 | 70281.2787 | 2448131.2077 | 2483271.847 | 356018.863 | 356018.863 | 0 |  |  | 0 |  | 0 | 0
|  | 2042 | 2448131.2077 | 70281.2787 | 2377849.929 | 2412990.5683 | 347931.9502 | 347931.9502 | 0 |  |  | 0 |  | 0 | 0
|  | 2043 | 2377849.929 | 70281.2787 | 2307568.6503 | 2342709.2896 | 339845.0374 | 339845.0374 | 0 |  |  | 0 |  | 0 | 0
|  | 2044 | 2307568.6503 | 70281.2787 | 2237287.3716 | 2272428.0109 | 331758.1247 | 331758.1247 | 0 |  |  | 0 |  | 0 | 0
|  | 2045 | 2237287.3716 | 70281.2787 | 2167006.0929 | 2202146.7322 | 323671.2119 | 323671.2119 | 0 |  |  | 0 |  | 0 | 0
|  | 2046 | 2167006.0929 | 70281.2787 | 2096724.8142 | 2131865.4536 | 315584.2992 | 315584.2992 | 0 |  |  | 0 |  | 0 | 0
|  | 2047 | 2096724.8142 | 70281.2787 | 2026443.5355 | 2061584.1749 | 307497.3864 | 307497.3864 | 0 |  |  | 0 |  | 0 | 0
|  | 2048 | 2026443.5355 | 70281.2787 | 1956162.2568 | 1991302.8962 | 299410.4736 | 299410.4736 | 0 |  |  | 0 |  | 0 | 0
|  | 2049 | 1956162.2568 | 70281.2787 | 1885880.9781 | 1921021.6175 | 291323.5609 | 291323.5609 | 0 |  |  | 0 |  | 0 | 0
|  | 2050 | 1885880.9781 | 70281.2787 | 1815599.6995 | 1850740.3388 | 283236.6481 | 283236.6481 | 0 |  |  | 0 |  | 0 | 0
|  | 2051 | 1815599.6995 | 70281.2787 | 1745318.4208 | 1780459.0601 | 275149.7353 | 275149.7353 | 0 |  |  | 0 |  | 0 | 0
|  | 2052 | 1745318.4208 | 70281.2787 | 1675037.1421 | 1710177.7814 | 267062.8226 | 267062.8226 | 0 |  |  | 0 |  | 0 | 0
|  | 2053 | 1675037.1421 | 70281.2787 | 1604755.8634 | 1639896.5027 | 258975.9098 | 258975.9098 | 0 |  |  | 0 |  | 0 | 0
|  | 2054 | 1604755.8634 | 70281.2787 | 1534474.5847 | 1569615.224 | 250888.9971 | 250888.9971 | 0 |  |  | 0 |  | 0 | 0
|  | 2055 | 1534474.5847 | 70281.2787 | 1464193.306 | 1499333.9454 | 242802.0843 | 242802.0843 | 0 |  |  | 0 |  | 0 | 0
|  | 2056 | 1464193.306 | 70281.2787 | 1393912.0273 | 1429052.6667 | 234715.1715 | 234715.1715 | 0 |  |  | 0 |  | 0 | 0
|  | 2057 | 1393912.0273 | 70281.2787 | 1323630.7486 | 1358771.388 | 226628.2588 | 226628.2588 | 0 |  |  | 0 |  | 0 | 0
|  | 2058 | 1323630.7486 | 70281.2787 | 1253349.4699 | 1288490.1093 | 218541.346 | 218541.346 | 0 |  |  | 0 |  | 0 | 0
|  | 2059 | 1253349.4699 | 70281.2787 | 1183068.1913 | 1218208.8306 | 210454.4332 | 210454.4332 | 0 |  |  | 0 |  | 0 | 0
|  | 2060 | 1183068.1913 | 70281.2787 | 1112786.9126 | 1147927.5519 | 202367.5205 | 202367.5205 | 0 |  |  | 0 |  | 0 | 0
|  | 2061 | 1112786.9126 | 70281.2787 | 1042505.6339 | 1077646.2732 | 194280.6077 | 194280.6077 | 0 |  |  | 0 |  | 0 | 0
|  | 2062 | 1042505.6339 | 70281.2787 | 972224.3552 | 1007364.9945 | 186193.695 | 186193.695 | 0 |  |  | 0 |  | 0 | 0
|  | 2063 | 972224.3552 | 70281.2787 | 901943.0765 | 937083.7158 | 178106.7822 | 178106.7822 | 0 |  |  | 0 |  | 0 | 0
|  | 2064 | 901943.0765 | 70281.2787 | 831661.7978 | 866802.4372 | 170019.8694 | 170019.8694 | 0 |  |  | 0 |  | 0 | 0
|  | 2065 | 831661.7978 | 70281.2787 | 761380.5191 | 796521.1585 | 161932.9567 | 161932.9567 | 0 |  |  | 0 |  | 0 | 0
|  | 2066 | 761380.5191 | 70281.2787 | 691099.2404 | 726239.8798 | 153846.0439 | 153846.0439 | 0 |  |  | 0 |  | 0 | 0
|  | 2067 | 691099.2404 | 70281.2787 | 620817.9617 | 655958.6011 | 145759.1311 | 145759.1311 | 0 |  |  | 0 |  | 0 | 0
|  | 2068 | 620817.9617 | 70281.2787 | 550536.6831 | 585677.3224 | 137672.2184 | 137672.2184 | 0 |  |  | 0 |  | 0 | 0
|  | 2069 | 550536.6831 | 70281.2787 | 480255.4044 | 515396.0437 | 129585.3056 | 129585.3056 | 0 |  |  | 0 |  | 0 | 0
|  | 2070 | 480255.4044 | 70281.2787 | 409974.1257 | 445114.765 | 121498.3929 | 121498.3929 | 0 |  |  | 0 |  | 0 | 0
|  | 2071 | 409974.1257 | 70281.2787 | 339692.847 | 374833.4863 | 113411.4801 | 113411.4801 | 0 |  |  | 0 |  | 0 | 0
|  | 2072 | 339692.847 | 70281.2787 | 269411.5683 | 304552.2077 | 105324.5673 | 105324.5673 | 0 |  |  | 0 |  | 0 | 0
|  | 2073 | 269411.5683 | 70281.2787 | 199130.2896 | 234270.929 | 97237.6546 | 97237.6546 | 0 |  |  | 0 |  | 0 | 0
|  | 2074 | 199130.2896 | 70281.2787 | 128849.0109 | 163989.6503 | 89150.7418 | 89150.7418 | 0 |  |  | 0 |  | 0 | 0
|  | Project Totals |  | 4158308.9891 |  |  | 19600942.8189 | 19600942.8189 | 0
** This is the total amount that needs to be reported to PJM for billing to all regions.
## This is the calculation of additional incentive revenue on projects deemed by the FERC to be eligible for an incentive return. This
additional incentive requirement is applicable for the life of this specific project. Each year the revenue requirement calculated for PJM
should be incremented by the amount of the incentive revenue calculated for that year on this project.
[14 empty] | Page 10 of | 12 | 1
| IV. | Determine the Revenue Requirement, and Additional Revenue Requirement for facilities receiving incentives.
A. Base Plan Facilities
|  | Facilities receiving incentives accepted by FERC in Docket No. | [5 empty] | (e.g. ER05-925-000) |  |  | 2016 | Rev Require | W Incentives | Incentive Amounts
[11 empty] | Prior Yr Projected | 0 | 0 | 0
|  | Project Description: | RTEP ID: b1875 (138 kV Bradley to McClung upgrades) | [7 empty] | Prior Yr True-Up | 1336.0405 | 1336.0405 | 0
[11 empty] | True-Up Adjustment | 1336.0405 | 1336.0405 | 0
Details
|  | Investment | 10425 | Current Year |  |  |  |  | 2016 |  | TRUE UP OF PROJECT REVENUE REQUIREMENT FOR PRIOR YEAR:
|  | Service Year (yyyy) | 2014 | ROE increase accepted by FERC (Basis Points) |  |  |  |  | 0 |  | CUMULATIVE HISTORY OF TRUED-UP ANNUAL REVENUE REQUIREMENTS:
|  | Service Month (1-12) | 9 | FCR w/o incentives, less depreciation |  |  |  |  | 11.51% |  | INPUT TRUE-UP ARR (WITH & WITHOUT INCENTIVES) FROM EACH PRIOR YEAR
|  | Useful life | 61 | FCR w/incentives approved for these facilities, less dep. |  |  |  |  | 11.51% |  | TEMPLATE BELOW TO MAINTAIN HISTORY OF TRUED-UP ARRS OVER THE
|  | CIAC (Yes or No) | No | Annual Depreciation Expense |  |  |  |  | 170.9016 |  | LIFE OF THE PROJECT.
|  | Investment | Beginning | Depreciation | Ending | Average | RTEP Rev. Req't. | RTEP Rev. Req't. | Incentive Rev. |  | RTEP Projected Rev. Req't.From Prior Year WS J | RTEP Rev Req't True-up | RTEP Projected Rev. Req't.From Prior Year WS J | RTEP Rev Req't True-up | True-up of Incentive
|  | Year | Balance | Expense | Balance | Balance | w/o Incentives | with Incentives ** | Requirement ## |  | w/o Incentives | w/o Incentives | with Incentives ** | with Incentives ** | with Incentives **
|  | 2014 | 10425 | 42.7254 | 10382.2746 | 10403.6373 | 1239.8196 | 1239.8196 | 0 |  | 0 | 0 | 0 | 0 | 0
|  | 2015 | 10382.2746 | 170.9016 | 10211.373 | 10296.8238 | 1355.7053 | 1355.7053 | 0 |  | 0 | 0 | 0 | 0 | 0
|  | 2016 | 10211.373 | 170.9016 | 10040.4713 | 10125.9221 | 1336.0405 | 1336.0405 | 0 |  |  | 0 |  | 0 | 0
|  | 2017 | 10040.4713 | 170.9016 | 9869.5697 | 9955.0205 | 1316.3757 | 1316.3757 | 0 |  |  | 0 |  | 0 | 0
|  | 2018 | 9869.5697 | 170.9016 | 9698.668 | 9784.1189 | 1296.7109 | 1296.7109 | 0 |  |  | 0 |  | 0 | 0
|  | 2019 | 9698.668 | 170.9016 | 9527.7664 | 9613.2172 | 1277.0461 | 1277.0461 | 0 |  |  | 0 |  | 0 | 0
|  | 2020 | 9527.7664 | 170.9016 | 9356.8648 | 9442.3156 | 1257.3813 | 1257.3813 | 0 |  |  | 0 |  | 0 | 0
|  | 2021 | 9356.8648 | 170.9016 | 9185.9631 | 9271.4139 | 1237.7165 | 1237.7165 | 0 |  |  | 0 |  | 0 | 0
|  | 2022 | 9185.9631 | 170.9016 | 9015.0615 | 9100.5123 | 1218.0518 | 1218.0518 | 0 |  |  | 0 |  | 0 | 0
|  | 2023 | 9015.0615 | 170.9016 | 8844.1598 | 8929.6107 | 1198.387 | 1198.387 | 0 |  |  | 0 |  | 0 | 0
|  | 2024 | 8844.1598 | 170.9016 | 8673.2582 | 8758.709 | 1178.7222 | 1178.7222 | 0 |  |  | 0 |  | 0 | 0
|  | 2025 | 8673.2582 | 170.9016 | 8502.3566 | 8587.8074 | 1159.0574 | 1159.0574 | 0 |  |  | 0 |  | 0 | 0
|  | 2026 | 8502.3566 | 170.9016 | 8331.4549 | 8416.9057 | 1139.3926 | 1139.3926 | 0 |  |  | 0 |  | 0 | 0
|  | 2027 | 8331.4549 | 170.9016 | 8160.5533 | 8246.0041 | 1119.7278 | 1119.7278 | 0 |  |  | 0 |  | 0 | 0
|  | 2028 | 8160.5533 | 170.9016 | 7989.6516 | 8075.1025 | 1100.063 | 1100.063 | 0 |  |  | 0 |  | 0 | 0
|  | 2029 | 7989.6516 | 170.9016 | 7818.75 | 7904.2008 | 1080.3982 | 1080.3982 | 0 |  |  | 0 |  | 0 | 0
|  | 2030 | 7818.75 | 170.9016 | 7647.8484 | 7733.2992 | 1060.7334 | 1060.7334 | 0 |  |  | 0 |  | 0 | 0
|  | 2031 | 7647.8484 | 170.9016 | 7476.9467 | 7562.3975 | 1041.0686 | 1041.0686 | 0 |  |  | 0 |  | 0 | 0
|  | 2032 | 7476.9467 | 170.9016 | 7306.0451 | 7391.4959 | 1021.4038 | 1021.4038 | 0 |  |  | 0 |  | 0 | 0
|  | 2033 | 7306.0451 | 170.9016 | 7135.1434 | 7220.5943 | 1001.7391 | 1001.7391 | 0 |  |  | 0 |  | 0 | 0
|  | 2034 | 7135.1434 | 170.9016 | 6964.2418 | 7049.6926 | 982.0743 | 982.0743 | 0 |  |  | 0 |  | 0 | 0
|  | 2035 | 6964.2418 | 170.9016 | 6793.3402 | 6878.791 | 962.4095 | 962.4095 | 0 |  |  | 0 |  | 0 | 0
|  | 2036 | 6793.3402 | 170.9016 | 6622.4385 | 6707.8893 | 942.7447 | 942.7447 | 0 |  |  | 0 |  | 0 | 0
|  | 2037 | 6622.4385 | 170.9016 | 6451.5369 | 6536.9877 | 923.0799 | 923.0799 | 0 |  |  | 0 |  | 0 | 0
|  | 2038 | 6451.5369 | 170.9016 | 6280.6352 | 6366.0861 | 903.4151 | 903.4151 | 0 |  |  | 0 |  | 0 | 0
|  | 2039 | 6280.6352 | 170.9016 | 6109.7336 | 6195.1844 | 883.7503 | 883.7503 | 0 |  |  | 0 |  | 0 | 0
|  | 2040 | 6109.7336 | 170.9016 | 5938.832 | 6024.2828 | 864.0855 | 864.0855 | 0 |  |  | 0 |  | 0 | 0
|  | 2041 | 5938.832 | 170.9016 | 5767.9303 | 5853.3811 | 844.4207 | 844.4207 | 0 |  |  | 0 |  | 0 | 0
|  | 2042 | 5767.9303 | 170.9016 | 5597.0287 | 5682.4795 | 824.7559 | 824.7559 | 0 |  |  | 0 |  | 0 | 0
|  | 2043 | 5597.0287 | 170.9016 | 5426.127 | 5511.5779 | 805.0911 | 805.0911 | 0 |  |  | 0 |  | 0 | 0
|  | 2044 | 5426.127 | 170.9016 | 5255.2254 | 5340.6762 | 785.4264 | 785.4264 | 0 |  |  | 0 |  | 0 | 0
|  | 2045 | 5255.2254 | 170.9016 | 5084.3238 | 5169.7746 | 765.7616 | 765.7616 | 0 |  |  | 0 |  | 0 | 0
|  | 2046 | 5084.3238 | 170.9016 | 4913.4221 | 4998.873 | 746.0968 | 746.0968 | 0 |  |  | 0 |  | 0 | 0
|  | 2047 | 4913.4221 | 170.9016 | 4742.5205 | 4827.9713 | 726.432 | 726.432 | 0 |  |  | 0 |  | 0 | 0
|  | 2048 | 4742.5205 | 170.9016 | 4571.6189 | 4657.0697 | 706.7672 | 706.7672 | 0 |  |  | 0 |  | 0 | 0
|  | 2049 | 4571.6189 | 170.9016 | 4400.7172 | 4486.168 | 687.1024 | 687.1024 | 0 |  |  | 0 |  | 0 | 0
|  | 2050 | 4400.7172 | 170.9016 | 4229.8156 | 4315.2664 | 667.4376 | 667.4376 | 0 |  |  | 0 |  | 0 | 0
|  | 2051 | 4229.8156 | 170.9016 | 4058.9139 | 4144.3648 | 647.7728 | 647.7728 | 0 |  |  | 0 |  | 0 | 0
|  | 2052 | 4058.9139 | 170.9016 | 3888.0123 | 3973.4631 | 628.108 | 628.108 | 0 |  |  | 0 |  | 0 | 0
|  | 2053 | 3888.0123 | 170.9016 | 3717.1107 | 3802.5615 | 608.4432 | 608.4432 | 0 |  |  | 0 |  | 0 | 0
|  | 2054 | 3717.1107 | 170.9016 | 3546.209 | 3631.6598 | 588.7784 | 588.7784 | 0 |  |  | 0 |  | 0 | 0
|  | 2055 | 3546.209 | 170.9016 | 3375.3074 | 3460.7582 | 569.1137 | 569.1137 | 0 |  |  | 0 |  | 0 | 0
|  | 2056 | 3375.3074 | 170.9016 | 3204.4057 | 3289.8566 | 549.4489 | 549.4489 | 0 |  |  | 0 |  | 0 | 0
|  | 2057 | 3204.4057 | 170.9016 | 3033.5041 | 3118.9549 | 529.7841 | 529.7841 | 0 |  |  | 0 |  | 0 | 0
|  | 2058 | 3033.5041 | 170.9016 | 2862.6025 | 2948.0533 | 510.1193 | 510.1193 | 0 |  |  | 0 |  | 0 | 0
|  | 2059 | 2862.6025 | 170.9016 | 2691.7008 | 2777.1516 | 490.4545 | 490.4545 | 0 |  |  | 0 |  | 0 | 0
|  | 2060 | 2691.7008 | 170.9016 | 2520.7992 | 2606.25 | 470.7897 | 470.7897 | 0 |  |  | 0 |  | 0 | 0
|  | 2061 | 2520.7992 | 170.9016 | 2349.8975 | 2435.3484 | 451.1249 | 451.1249 | 0 |  |  | 0 |  | 0 | 0
|  | 2062 | 2349.8975 | 170.9016 | 2178.9959 | 2264.4467 | 431.4601 | 431.4601 | 0 |  |  | 0 |  | 0 | 0
|  | 2063 | 2178.9959 | 170.9016 | 2008.0943 | 2093.5451 | 411.7953 | 411.7953 | 0 |  |  | 0 |  | 0 | 0
|  | 2064 | 2008.0943 | 170.9016 | 1837.1926 | 1922.6434 | 392.1305 | 392.1305 | 0 |  |  | 0 |  | 0 | 0
|  | 2065 | 1837.1926 | 170.9016 | 1666.291 | 1751.7418 | 372.4657 | 372.4657 | 0 |  |  | 0 |  | 0 | 0
|  | 2066 | 1666.291 | 170.9016 | 1495.3893 | 1580.8402 | 352.801 | 352.801 | 0 |  |  | 0 |  | 0 | 0
|  | 2067 | 1495.3893 | 170.9016 | 1324.4877 | 1409.9385 | 333.1362 | 333.1362 | 0 |  |  | 0 |  | 0 | 0
|  | 2068 | 1324.4877 | 170.9016 | 1153.5861 | 1239.0369 | 313.4714 | 313.4714 | 0 |  |  | 0 |  | 0 | 0
|  | 2069 | 1153.5861 | 170.9016 | 982.6844 | 1068.1352 | 293.8066 | 293.8066 | 0 |  |  | 0 |  | 0 | 0
|  | 2070 | 982.6844 | 170.9016 | 811.7828 | 897.2336 | 274.1418 | 274.1418 | 0 |  |  | 0 |  | 0 | 0
|  | 2071 | 811.7828 | 170.9016 | 640.8811 | 726.332 | 254.477 | 254.477 | 0 |  |  | 0 |  | 0 | 0
|  | 2072 | 640.8811 | 170.9016 | 469.9795 | 555.4303 | 234.8122 | 234.8122 | 0 |  |  | 0 |  | 0 | 0
|  | 2073 | 469.9795 | 170.9016 | 299.0779 | 384.5287 | 215.1474 | 215.1474 | 0 |  |  | 0 |  | 0 | 0
|  | Project Totals |  | 10125.9221 |  |  | 47579.9745 | 47579.9745 | 0
** This is the total amount that needs to be reported to PJM for billing to all regions.
## This is the calculation of additional incentive revenue on projects deemed by the FERC to be eligible for an incentive return. This
additional incentive requirement is applicable for the life of this specific project. Each year the revenue requirement calculated for PJM
should be incremented by the amount of the incentive revenue calculated for that year on this project.
[14 empty] | Page 11 of | 12 | 1
| IV. | Determine the Revenue Requirement, and Additional Revenue Requirement for facilities receiving incentives.
A. Base Plan Facilities
|  | Facilities receiving incentives accepted by FERC in Docket No. | [5 empty] | (e.g. ER05-925-000) |  |  | 2016 | Rev Require | W Incentives | Incentive Amounts
[11 empty] | Prior Yr Projected | #N/A | #N/A | #N/A
|  | Project Description: | RTEP ID: b2230 (Replace existing 150 MVAR reactor at Amos 765 kV) | [7 empty] | Prior Yr True-Up | #N/A | #N/A | #N/A
[11 empty] | True-Up Adjustment | #N/A | #N/A | #N/A
Details
|  | Investment |  | Current Year |  |  |  |  | 2016 |  | TRUE UP OF PROJECT REVENUE REQUIREMENT FOR PRIOR YEAR:
|  | Service Year (yyyy) | 2017 | ROE increase accepted by FERC (Basis Points) |  |  |  |  | 0 |  | CUMULATIVE HISTORY OF TRUED-UP ANNUAL REVENUE REQUIREMENTS:
|  | Service Month (1-12) | 8 | FCR w/o incentives, less depreciation |  |  |  |  | 11.51% |  | INPUT TRUE-UP ARR (WITH & WITHOUT INCENTIVES) FROM EACH PRIOR YEAR
|  | Useful life | 61 | FCR w/incentives approved for these facilities, less dep. |  |  |  |  | 11.51% |  | TEMPLATE BELOW TO MAINTAIN HISTORY OF TRUED-UP ARRS OVER THE
|  | CIAC (Yes or No) | No | Annual Depreciation Expense |  |  |  |  | 0 |  | LIFE OF THE PROJECT.
|  | Investment | Beginning | Depreciation | Ending | Average | RTEP Rev. Req't. | RTEP Rev. Req't. | Incentive Rev. |  | RTEP Projected Rev. Req't.From Prior Year WS J | RTEP Rev Req't True-up | RTEP Projected Rev. Req't.From Prior Year WS J | RTEP Rev Req't True-up | True-up of Incentive
|  | Year | Balance | Expense | Balance | Balance | w/o Incentives | with Incentives ** | Requirement ## |  | w/o Incentives | w/o Incentives | with Incentives ** | with Incentives ** | with Incentives **
|  | 2017 | 0 | 0 | 0 | 0 | 0 | 0 | 0 |  | 0 | 0 | 0 | 0 | 0
|  | 2018 | 0 | 0 | 0 | 0 | 0 | 0 | 0 |  | 0 | 0 | 0 | 0 | 0
|  | 2019 | 0 | 0 | 0 | 0 | 0 | 0 | 0 |  |  | 0 |  | 0 | 0
|  | 2020 | 0 | 0 | 0 | 0 | 0 | 0 | 0 |  |  | 0 |  | 0 | 0
|  | 2021 | 0 | 0 | 0 | 0 | 0 | 0 | 0 |  |  | 0 |  | 0 | 0
|  | 2022 | 0 | 0 | 0 | 0 | 0 | 0 | 0 |  |  | 0 |  | 0 | 0
|  | 2023 | 0 | 0 | 0 | 0 | 0 | 0 | 0 |  |  | 0 |  | 0 | 0
|  | 2024 | 0 | 0 | 0 | 0 | 0 | 0 | 0 |  |  | 0 |  | 0 | 0
|  | 2025 | 0 | 0 | 0 | 0 | 0 | 0 | 0 |  |  | 0 |  | 0 | 0
|  | 2026 | 0 | 0 | 0 | 0 | 0 | 0 | 0 |  |  | 0 |  | 0 | 0
|  | 2027 | 0 | 0 | 0 | 0 | 0 | 0 | 0 |  |  | 0 |  | 0 | 0
|  | 2028 | 0 | 0 | 0 | 0 | 0 | 0 | 0 |  |  | 0 |  | 0 | 0
|  | 2029 | 0 | 0 | 0 | 0 | 0 | 0 | 0 |  |  | 0 |  | 0 | 0
|  | 2030 | 0 | 0 | 0 | 0 | 0 | 0 | 0 |  |  | 0 |  | 0 | 0
|  | 2031 | 0 | 0 | 0 | 0 | 0 | 0 | 0 |  |  | 0 |  | 0 | 0
|  | 2032 | 0 | 0 | 0 | 0 | 0 | 0 | 0 |  |  | 0 |  | 0 | 0
|  | 2033 | 0 | 0 | 0 | 0 | 0 | 0 | 0 |  |  | 0 |  | 0 | 0
|  | 2034 | 0 | 0 | 0 | 0 | 0 | 0 | 0 |  |  | 0 |  | 0 | 0
|  | 2035 | 0 | 0 | 0 | 0 | 0 | 0 | 0 |  |  | 0 |  | 0 | 0
|  | 2036 | 0 | 0 | 0 | 0 | 0 | 0 | 0 |  |  | 0 |  | 0 | 0
|  | 2037 | 0 | 0 | 0 | 0 | 0 | 0 | 0 |  |  | 0 |  | 0 | 0
|  | 2038 | 0 | 0 | 0 | 0 | 0 | 0 | 0 |  |  | 0 |  | 0 | 0
|  | 2039 | 0 | 0 | 0 | 0 | 0 | 0 | 0 |  |  | 0 |  | 0 | 0
|  | 2040 | 0 | 0 | 0 | 0 | 0 | 0 | 0 |  |  | 0 |  | 0 | 0
|  | 2041 | 0 | 0 | 0 | 0 | 0 | 0 | 0 |  |  | 0 |  | 0 | 0
|  | 2042 | 0 | 0 | 0 | 0 | 0 | 0 | 0 |  |  | 0 |  | 0 | 0
|  | 2043 | 0 | 0 | 0 | 0 | 0 | 0 | 0 |  |  | 0 |  | 0 | 0
|  | 2044 | 0 | 0 | 0 | 0 | 0 | 0 | 0 |  |  | 0 |  | 0 | 0
|  | 2045 | 0 | 0 | 0 | 0 | 0 | 0 | 0 |  |  | 0 |  | 0 | 0
|  | 2046 | 0 | 0 | 0 | 0 | 0 | 0 | 0 |  |  | 0 |  | 0 | 0
|  | 2047 | 0 | 0 | 0 | 0 | 0 | 0 | 0 |  |  | 0 |  | 0 | 0
|  | 2048 | 0 | 0 | 0 | 0 | 0 | 0 | 0 |  |  | 0 |  | 0 | 0
|  | 2049 | 0 | 0 | 0 | 0 | 0 | 0 | 0 |  |  | 0 |  | 0 | 0
|  | 2050 | 0 | 0 | 0 | 0 | 0 | 0 | 0 |  |  | 0 |  | 0 | 0
|  | 2051 | 0 | 0 | 0 | 0 | 0 | 0 | 0 |  |  | 0 |  | 0 | 0
|  | 2052 | 0 | 0 | 0 | 0 | 0 | 0 | 0 |  |  | 0 |  | 0 | 0
|  | 2053 | 0 | 0 | 0 | 0 | 0 | 0 | 0 |  |  | 0 |  | 0 | 0
|  | 2054 | 0 | 0 | 0 | 0 | 0 | 0 | 0 |  |  | 0 |  | 0 | 0
|  | 2055 | 0 | 0 | 0 | 0 | 0 | 0 | 0 |  |  | 0 |  | 0 | 0
|  | 2056 | 0 | 0 | 0 | 0 | 0 | 0 | 0 |  |  | 0 |  | 0 | 0
|  | 2057 | 0 | 0 | 0 | 0 | 0 | 0 | 0 |  |  | 0 |  | 0 | 0
|  | 2058 | 0 | 0 | 0 | 0 | 0 | 0 | 0 |  |  | 0 |  | 0 | 0
|  | 2059 | 0 | 0 | 0 | 0 | 0 | 0 | 0 |  |  | 0 |  | 0 | 0
|  | 2060 | 0 | 0 | 0 | 0 | 0 | 0 | 0 |  |  | 0 |  | 0 | 0
|  | 2061 | 0 | 0 | 0 | 0 | 0 | 0 | 0 |  |  | 0 |  | 0 | 0
|  | 2062 | 0 | 0 | 0 | 0 | 0 | 0 | 0 |  |  | 0 |  | 0 | 0
|  | 2063 | 0 | 0 | 0 | 0 | 0 | 0 | 0 |  |  | 0 |  | 0 | 0
|  | 2064 | 0 | 0 | 0 | 0 | 0 | 0 | 0 |  |  | 0 |  | 0 | 0
|  | 2065 | 0 | 0 | 0 | 0 | 0 | 0 | 0 |  |  | 0 |  | 0 | 0
|  | 2066 | 0 | 0 | 0 | 0 | 0 | 0 | 0 |  |  | 0 |  | 0 | 0
|  | 2067 | 0 | 0 | 0 | 0 | 0 | 0 | 0 |  |  | 0 |  | 0 | 0
|  | 2068 | 0 | 0 | 0 | 0 | 0 | 0 | 0 |  |  | 0 |  | 0 | 0
|  | 2069 | 0 | 0 | 0 | 0 | 0 | 0 | 0 |  |  | 0 |  | 0 | 0
|  | 2070 | 0 | 0 | 0 | 0 | 0 | 0 | 0 |  |  | 0 |  | 0 | 0
|  | 2071 | 0 | 0 | 0 | 0 | 0 | 0 | 0 |  |  | 0 |  | 0 | 0
|  | 2072 | 0 | 0 | 0 | 0 | 0 | 0 | 0 |  |  | 0 |  | 0 | 0
|  | 2073 | 0 | 0 | 0 | 0 | 0 | 0 | 0 |  |  | 0 |  | 0 | 0
|  | 2074 | 0 | 0 | 0 | 0 | 0 | 0 | 0 |  |  | 0 |  | 0 | 0
|  | 2075 | 0 | 0 | 0 | 0 | 0 | 0 | 0 |  |  | 0 |  | 0 | 0
|  | 2076 | 0 | 0 | 0 | 0 | 0 | 0 | 0 |  |  | 0 |  | 0 | 0
|  | Project Totals |  | 0 |  |  | 0 | 0 | 0
** This is the total amount that needs to be reported to PJM for billing to all regions.
## This is the calculation of additional incentive revenue on projects deemed by the FERC to be eligible for an incentive return. This
additional incentive requirement is applicable for the life of this specific project. Each year the revenue requirement calculated for PJM
should be incremented by the amount of the incentive revenue calculated for that year on this project.
[14 empty] | Page 12 of | 12 | 1
| IV. | Determine the Revenue Requirement, and Additional Revenue Requirement for facilities receiving incentives.
A. Base Plan Facilities
|  | Facilities receiving incentives accepted by FERC in Docket No. | [5 empty] | (e.g. ER05-925-000) |  |  | 2016 | Rev Require | W Incentives | Incentive Amounts
[11 empty] | Prior Yr Projected | #N/A | #N/A | #N/A
|  | Project Description: | RTEP ID: b2423 (Install a 300 MVAR shunt reactor at AEP's Wyoming 765 kV station) | [7 empty] | Prior Yr True-Up | #N/A | #N/A | #N/A
[11 empty] | True-Up Adjustment | #N/A | #N/A | #N/A
Details
|  | Investment |  | Current Year |  |  |  |  | 2016 |  | TRUE UP OF PROJECT REVENUE REQUIREMENT FOR PRIOR YEAR:
|  | Service Year (yyyy) | 2017 | ROE increase accepted by FERC (Basis Points) |  |  |  |  | 0 |  | CUMULATIVE HISTORY OF TRUED-UP ANNUAL REVENUE REQUIREMENTS:
|  | Service Month (1-12) | 11 | FCR w/o incentives, less depreciation |  |  |  |  | 11.51% |  | INPUT TRUE-UP ARR (WITH & WITHOUT INCENTIVES) FROM EACH PRIOR YEAR
|  | Useful life | 61 | FCR w/incentives approved for these facilities, less dep. |  |  |  |  | 11.51% |  | TEMPLATE BELOW TO MAINTAIN HISTORY OF TRUED-UP ARRS OVER THE
|  | CIAC (Yes or No) | No | Annual Depreciation Expense |  |  |  |  | 0 |  | LIFE OF THE PROJECT.
|  | Investment | Beginning | Depreciation | Ending | Average | RTEP Rev. Req't. | RTEP Rev. Req't. | Incentive Rev. |  | RTEP Projected Rev. Req't.From Prior Year WS J | RTEP Rev Req't True-up | RTEP Projected Rev. Req't.From Prior Year WS J | RTEP Rev Req't True-up | True-up of Incentive
|  | Year | Balance | Expense | Balance | Balance | w/o Incentives | with Incentives ** | Requirement ## |  | w/o Incentives | w/o Incentives | with Incentives ** | with Incentives ** | with Incentives **
|  | 2017 | 0 | 0 | 0 | 0 | 0 | 0 | 0 |  | 0 | 0 | 0 | 0 | 0
|  | 2018 | 0 | 0 | 0 | 0 | 0 | 0 | 0 |  | 0 | 0 | 0 | 0 | 0
|  | 2019 | 0 | 0 | 0 | 0 | 0 | 0 | 0 |  |  | 0 |  | 0 | 0
|  | 2020 | 0 | 0 | 0 | 0 | 0 | 0 | 0 |  |  | 0 |  | 0 | 0
|  | 2021 | 0 | 0 | 0 | 0 | 0 | 0 | 0 |  |  | 0 |  | 0 | 0
|  | 2022 | 0 | 0 | 0 | 0 | 0 | 0 | 0 |  |  | 0 |  | 0 | 0
|  | 2023 | 0 | 0 | 0 | 0 | 0 | 0 | 0 |  |  | 0 |  | 0 | 0
|  | 2024 | 0 | 0 | 0 | 0 | 0 | 0 | 0 |  |  | 0 |  | 0 | 0
|  | 2025 | 0 | 0 | 0 | 0 | 0 | 0 | 0 |  |  | 0 |  | 0 | 0
|  | 2026 | 0 | 0 | 0 | 0 | 0 | 0 | 0 |  |  | 0 |  | 0 | 0
|  | 2027 | 0 | 0 | 0 | 0 | 0 | 0 | 0 |  |  | 0 |  | 0 | 0
|  | 2028 | 0 | 0 | 0 | 0 | 0 | 0 | 0 |  |  | 0 |  | 0 | 0
|  | 2029 | 0 | 0 | 0 | 0 | 0 | 0 | 0 |  |  | 0 |  | 0 | 0
|  | 2030 | 0 | 0 | 0 | 0 | 0 | 0 | 0 |  |  | 0 |  | 0 | 0
|  | 2031 | 0 | 0 | 0 | 0 | 0 | 0 | 0 |  |  | 0 |  | 0 | 0
|  | 2032 | 0 | 0 | 0 | 0 | 0 | 0 | 0 |  |  | 0 |  | 0 | 0
|  | 2033 | 0 | 0 | 0 | 0 | 0 | 0 | 0 |  |  | 0 |  | 0 | 0
|  | 2034 | 0 | 0 | 0 | 0 | 0 | 0 | 0 |  |  | 0 |  | 0 | 0
|  | 2035 | 0 | 0 | 0 | 0 | 0 | 0 | 0 |  |  | 0 |  | 0 | 0
|  | 2036 | 0 | 0 | 0 | 0 | 0 | 0 | 0 |  |  | 0 |  | 0 | 0
|  | 2037 | 0 | 0 | 0 | 0 | 0 | 0 | 0 |  |  | 0 |  | 0 | 0
|  | 2038 | 0 | 0 | 0 | 0 | 0 | 0 | 0 |  |  | 0 |  | 0 | 0
|  | 2039 | 0 | 0 | 0 | 0 | 0 | 0 | 0 |  |  | 0 |  | 0 | 0
|  | 2040 | 0 | 0 | 0 | 0 | 0 | 0 | 0 |  |  | 0 |  | 0 | 0
|  | 2041 | 0 | 0 | 0 | 0 | 0 | 0 | 0 |  |  | 0 |  | 0 | 0
|  | 2042 | 0 | 0 | 0 | 0 | 0 | 0 | 0 |  |  | 0 |  | 0 | 0
|  | 2043 | 0 | 0 | 0 | 0 | 0 | 0 | 0 |  |  | 0 |  | 0 | 0
|  | 2044 | 0 | 0 | 0 | 0 | 0 | 0 | 0 |  |  | 0 |  | 0 | 0
|  | 2045 | 0 | 0 | 0 | 0 | 0 | 0 | 0 |  |  | 0 |  | 0 | 0
|  | 2046 | 0 | 0 | 0 | 0 | 0 | 0 | 0 |  |  | 0 |  | 0 | 0
|  | 2047 | 0 | 0 | 0 | 0 | 0 | 0 | 0 |  |  | 0 |  | 0 | 0
|  | 2048 | 0 | 0 | 0 | 0 | 0 | 0 | 0 |  |  | 0 |  | 0 | 0
|  | 2049 | 0 | 0 | 0 | 0 | 0 | 0 | 0 |  |  | 0 |  | 0 | 0
|  | 2050 | 0 | 0 | 0 | 0 | 0 | 0 | 0 |  |  | 0 |  | 0 | 0
|  | 2051 | 0 | 0 | 0 | 0 | 0 | 0 | 0 |  |  | 0 |  | 0 | 0
|  | 2052 | 0 | 0 | 0 | 0 | 0 | 0 | 0 |  |  | 0 |  | 0 | 0
|  | 2053 | 0 | 0 | 0 | 0 | 0 | 0 | 0 |  |  | 0 |  | 0 | 0
|  | 2054 | 0 | 0 | 0 | 0 | 0 | 0 | 0 |  |  | 0 |  | 0 | 0
|  | 2055 | 0 | 0 | 0 | 0 | 0 | 0 | 0 |  |  | 0 |  | 0 | 0
|  | 2056 | 0 | 0 | 0 | 0 | 0 | 0 | 0 |  |  | 0 |  | 0 | 0
|  | 2057 | 0 | 0 | 0 | 0 | 0 | 0 | 0 |  |  | 0 |  | 0 | 0
|  | 2058 | 0 | 0 | 0 | 0 | 0 | 0 | 0 |  |  | 0 |  | 0 | 0
|  | 2059 | 0 | 0 | 0 | 0 | 0 | 0 | 0 |  |  | 0 |  | 0 | 0
|  | 2060 | 0 | 0 | 0 | 0 | 0 | 0 | 0 |  |  | 0 |  | 0 | 0
|  | 2061 | 0 | 0 | 0 | 0 | 0 | 0 | 0 |  |  | 0 |  | 0 | 0
|  | 2062 | 0 | 0 | 0 | 0 | 0 | 0 | 0 |  |  | 0 |  | 0 | 0
|  | 2063 | 0 | 0 | 0 | 0 | 0 | 0 | 0 |  |  | 0 |  | 0 | 0
|  | 2064 | 0 | 0 | 0 | 0 | 0 | 0 | 0 |  |  | 0 |  | 0 | 0
|  | 2065 | 0 | 0 | 0 | 0 | 0 | 0 | 0 |  |  | 0 |  | 0 | 0
|  | 2066 | 0 | 0 | 0 | 0 | 0 | 0 | 0 |  |  | 0 |  | 0 | 0
|  | 2067 | 0 | 0 | 0 | 0 | 0 | 0 | 0 |  |  | 0 |  | 0 | 0
|  | 2068 | 0 | 0 | 0 | 0 | 0 | 0 | 0 |  |  | 0 |  | 0 | 0
|  | 2069 | 0 | 0 | 0 | 0 | 0 | 0 | 0 |  |  | 0 |  | 0 | 0
|  | 2070 | 0 | 0 | 0 | 0 | 0 | 0 | 0 |  |  | 0 |  | 0 | 0
|  | 2071 | 0 | 0 | 0 | 0 | 0 | 0 | 0 |  |  | 0 |  | 0 | 0
|  | 2072 | 0 | 0 | 0 | 0 | 0 | 0 | 0 |  |  | 0 |  | 0 | 0
|  | 2073 | 0 | 0 | 0 | 0 | 0 | 0 | 0 |  |  | 0 |  | 0 | 0
|  | 2074 | 0 | 0 | 0 | 0 | 0 | 0 | 0 |  |  | 0 |  | 0 | 0
|  | 2075 | 0 | 0 | 0 | 0 | 0 | 0 | 0 |  |  | 0 |  | 0 | 0
|  | 2076 | 0 | 0 | 0 | 0 | 0 | 0 | 0 |  |  | 0 |  | 0 | 0
|  | Project Totals |  | 0 |  |  | 0 | 0 | 0
** This is the total amount that needs to be reported to PJM for billing to all regions.
## This is the calculation of additional incentive revenue on projects deemed by the FERC to be eligible for an incentive return. This
additional incentive requirement is applicable for the life of this specific project. Each year the revenue requirement calculated for PJM
should be incremented by the amount of the incentive revenue calculated for that year on this project.

## WS L RESERVED
AEPTCo subsidiaries in PJM | AEPTCo subsidiaries in PJM | AEPTCo subsidiaries in PJM | AEPTCo subsidiaries in PJM
Cost of Service Formula Rate Using Actual/Projected FF1 Balances
Worksheet L RESERVED
AEP WEST VIRGINIA TRANSMISSION COMPANY
RESERVED FOR FUTURE USE

## WS M - Avg Cap Structure
AEPTCo subsidiaries in PJM | AEPTCo subsidiaries in PJM | AEPTCo subsidiaries in PJM | AEPTCo subsidiaries in PJM | AEPTCo subsidiaries in PJM
Cost of Service Formula Rate Using Actual/Projected FF1 Balances
AEP WEST VIRGINIA TRANSMISSION COMPANY
Worksheet M Supporting Calculation of Capital Structure and Weighted Average Cost of Capital Based on Average of Balances At 12/31/2016 & 12/31/2017
(A) | (B) | (C ) | (D) | (E)
|  | Balances @ | Balances @
Line |  | 12/31/2017 | 12/31/2016 | Average
Development of Average Balance of Common Equity
1 | Proprietary Capital (112.16.c&d) | 363599900 | 272845406 | 318222653
2 | Less Preferred Stock (Ln 48 Below) | 0 | 0 | 0
3 | Less Account 216.1 (112.12.c&d) | 0 | 0 | 0
4 | Less Account 219.1 (112.15.c&d) | 0 | 0 | 0
5 | Average Balance of Common Equity | 363599900 | 272845406 | 318222653
Development of Cost of Long Term Debt Based on Average Outstanding Balance
6 | Bonds (112.18.c&d) | 0 | 0 | 0
7 | Less: Reacquired Bonds (112.19.c&d) | 0 | 0 | 0
8 | LT Advances from Assoc. Companies (112.20.c&d) | 263000000 | 263000000 | 263000000
9 | Senior Unsecured Notes (112.21.c&d) | 105000000 | 0 | 52500000
10 | Less: Fair Value Hedges (See Note on Ln 12 below) |  |  | 0
11 | Total Average Debt | 368000000 | 263000000 | 0
12 | NOTE: The balance of fair value hedges on outstanding long term debt are to be excluded from the balance of long term debt included in the formula's capital structure. (Page 257, Column H of the FF1)
13 | Annual Interest Expense for 2017
14 | Interest on Long Term Debt (256-257.33.i) |  |  | 10712050
15 | Less: Total Hedge (Gain)/Expense Accumulated from p 256-257, col (i) of FERC Form 1 included in Ln 14 and shown in Ln 32 below. |  |  | 0
16 | Amort of Debt Discount & Expense (117.63.c) |  |  | 0
17 | Amort of Loss on Reacquired Debt (117.64.c) |  |  | 0
18 | Less: Amort of Premium on Debt (117.65.c) |  |  | 0
19 | Less: Amort of Gain on Reacquired Debt (117.66.c) |  |  | 0
20 | Total Interest Expense (Ln 14 - Ln 15 + Ln 16 + Ln 17 - Ln 18 - Ln 19) |  |  | 10712050
21 | Average Cost of Debt for (Ln 20/Ln 11) |  |  | #DIV/0!
CALCULATION OF HEDGE GAINS/LOSSES TO BE EXLCUDED FROM TCOS
22 | AEP WEST VIRGINIA TRANSMISSION COMPANY may not include costs (or gains) related to interest hedging activities
Amortization Period
| HEDGE AMOUNTS BY ISSUANCE (FROM p. 256-257 (i) of the FERC Form 1) | (Amortization of (Gain)/Loss for | Remaining Unamortized Balance | Beginning | Ending
23
24
25
26
27
28
29
30
31
32 | Net (Gain)/Loss Hedge Amortization To Be Removed | 0
Development of Cost of Preferred Stock
| Preferred Stock |  |  | Average
33 | 0% Series - - Dividend Rate (p. 250-251. 7 & 10.a)
34 | 0% Series - - Par Value (p. 250-251. 8.c)
35 | 0% Series - - Shares O/S (p.250-251. 8 & 11.e)
36 | 0% Series - - Monetary Value (Ln 34 * Ln 35) | 0 | 0 | 0
37 | 0% Series - - Dividend Amount (Ln 33 * Ln 36) | 0 | 0 | 0
38 | 0% Series - - Dividend Rate (p. 250-251.a)
39 | 0% Series - - Par Value (p. 250-251.c)
40 | 0% Series - - Shares O/S (p.250-251. e)
41 | 0% Series - - Monetary Value (Ln 39 * Ln 40) | 0 | 0 | 0
42 | 0% Series - 0 - Dividend Amount (Ln 38 * Ln 41) | 0 | 0 | 0
43 | 0% Series - - Dividend Rate (p. 250-251.a)
44 | 0% Series - - Par Value (p. 250-251.c)
45 | 0% Series - - Shares O/S (p.250-251.e)
46 | 0% Series - - Monetary Value (Ln 44 * Ln 45) | 0 | 0 | 0
47 | 0% Series - - Dividend Amount (Ln 43 * Ln 46) | 0 | 0 | 0
48 | Balance of Preferred Stock (Lns 36, 41, 46) | 0 | 0 | 0 | Year End Total Agrees to FF1 p.112, Ln 3, col (c ) & (d)
49 | Dividends on Preferred Stock (Lns 37, 42, 47) | 0 | 0 | 0
50 | Average Cost of Preferred Stock (Ln 49/48) | 0% | 0% | 0%

## WS N - Sale of Plant Held
AEPTCo subsidiaries in PJM | AEPTCo subsidiaries in PJM | AEPTCo subsidiaries in PJM | AEPTCo subsidiaries in PJM | AEPTCo subsidiaries in PJM | AEPTCo subsidiaries in PJM | AEPTCo subsidiaries in PJM | AEPTCo subsidiaries in PJM | AEPTCo subsidiaries in PJM | AEPTCo subsidiaries in PJM | AEPTCo subsidiaries in PJM | AEPTCo subsidiaries in PJM | AEPTCo subsidiaries in PJM | AEPTCo subsidiaries in PJM | AEPTCo subsidiaries in PJM
Cost of Service Formula Rate Using Actual/Projected FF1 Balances
Worksheet N - Gains (Losses) on Sales of Plant Held For Future Use
AEP WEST VIRGINIA TRANSMISSION COMPANY
Note: Gain or loss on plant held for future are recorded in accounts 411.6 or 411.7 respectiviely. Sales will be funtionalized based on the description of that asset. Sales of transmission assets will be direct assigned; sales of general assets will be functionalized on labor. Sales of plant held for future use related to generation or distribution will not be included in the formula.
| (A) |  | (B) |  |  |  |  | ( C ) |  | (D) |  | (E) |  | (F) | (G) | (H) | (I)
[8 empty] | Function (T) or (G) | [6 empty] | Functional Allocator | Functionalized Proceeds | FERC
Line | Date |  | Property Description | [6 empty] | Basis |  | Proceeds |  | (Gain) / Loss |  |  | Account
[8 empty] | T = Transmission | [7 empty] | (Gain) / Loss
G = General
1 | [13 empty] | 0 | 0% | 0
2 | [13 empty] | 0 | 0% | 0
3 | [13 empty] | 0 | 0% | 0
4 | [9 empty] | Net (Gain) or Loss for |  |  |  | 0 |  | 0

## Worksheet O
AEPTCo subsidiaries in PJM | AEPTCo subsidiaries in PJM | AEPTCo subsidiaries in PJM | AEPTCo subsidiaries in PJM
Cost of Service Formula Rate Using Actual/Projected FF1 Balances
Calculation of Post-employment Benefits Other than Pensions Expenses Allocable to Transmission Service
Worksheet O - PBOP Support
AEP WEST VIRGINIA TRANSMISSION COMPANY
PBOP | (A) |  | (B)
1 | Calculation of PBOP Expenses
2 | AEP System PBOP Rate
3 | Total AEP System PBOP expenses |  | -92333868
4 | Base Year relating to retired personnel |  | 0
5 | Amount allocated on Labor |  | -92333868
6 | Total AEP System Direct Labor Expense |  | 1314167143.79
7 | AEP System PBOP expense per dollar of direct labor (PBOP Rate) |  | -0.07026
8 | Currently Approved PBOP Rate |  | -0.058
9 | Base PBOP TransCo labor expensed in current year |  | 660748
10 | Allowable TransCo PBOP Expense for current year (Ln 8 * Ln 9) |  | -38323.384
11 | Direct PBOP Expense per Actuarial Report |  | 0
12 | Additional PBOP Ledger Entry (From Company Records) |  | 0
13 | Medicare Credit |  | 0
14 | PBOP Expenses From AEP Affiliates (From Company Records) |  | -34307
15 | Actual PBOP Expense | (Sum Lines 11-14) | -34307
16 | PBOP Adjustment | Line 10 less Line 15 | -4016.384
Note: PBOP Expense will be calculated in accordance with the settlement in Docket ER10-355.
As part of the annual update process, AEP will provide to transmission customers and include in its informational filing an independently prepared actuarial report that includes a ten (10) year forecast of PBOP expenses. During the annual update process conducted for rate year 2018 and every four years thereafter, Worksheet O will be used to determine whether the PBOP allowance rate ($PBOP per $Direct O&M Labor) should be adjusted going forward for the next four years. If the annual actuarial report issued during the year of any PBOP rate review projects PBOP costs during the next four years that, when allocated to the AEP Transmission Companies based on their projected direct labor expenses over that same projected four-year period, absent a change in the PBOP Rate, will likely cause the AEP East Transmission Companies to over or under collect their cumulative PBOP expenses by more than 20% of the projected next four year’s total PBOP expense, taking into account the net over or under collection of such expenses during the previous four years, the PBOP rate shall be adjusted. In order to determine whether continued use of the then approved PBOP rate is likely to result in the AEP Companies’ incurrence of a cumulative allowance of PBOP costs under the formula rate will result in a cumulative over or under-recoery of actual PBOP expenses exceeding 20% over the subsequent four year period, Worksheet O will be used to determine (a) the level of cumulative over or under collections of PBOP expense during the time since the PBOP allowance rate was last set, including carrying costs based on the weighted average cost of capital each year from the formula rate actual transmission cost-of-service (b) the cumulative net present value of projected PBOP costs during the next four years as estimated by the then current actuarial report, assuming a discount rate equal to the actual transmission cost of service average cost of capital for the immediately prior calendar year and (c) the cumulative net present value of continued collections over the next four years based on the projected AEP Transmission Companies direct labor expenses and the then effective PBOP allowance rate assuming a discount rate equal to the prior year weighted average cost of capital. If the absolute value of (a)+(b)-(c) exceeds 20% of (b), then the PBOP allowance rate used in the formula rate calculation shall be changed to the value that will cause the projected result of (a)+(b)-(c) to equal zero. If the projected over or under collection during the next four years, (a)+(b)-(c), is less than 20% of (b), then the PBOP Rate will continue in effect for the next four years at the then effective rate. If it is determined through this procedure AEP Companies will over-recover or under-recover actual PBOP expenses by more than 20% over the subsequent four-year period, AEP shall make a filing under FPA Section 205 to change the PBOP Rate stated in the formula rate shown on Worksheet O. No other changes to the formula rate may be included in that filing.

## WS P Dep. Rates
AEPTCo subsidiaries in PJM
Worksheet - P
DEPRECIATION RATES
FOR TRANSMISSION PLANT PROPERTY ACCOUNTS
EFFECTIVE AS OF July 1, 2014
AEP WEST VIRGINIA TRANSMISSION COMPANY
| PLANT | RATES
| ACCT. | Note 1
TRANSMISSION PLANT
Land Rights | 350.1
Structures & Improvements | 352 | 1.52%
Station Equipment | 353 | 1.68%
Towers & Fixtures | 354 | 1.54%
Poles & Fixtures | 355 | 2.64%
Overhead Conductor | 356 | 1.19%
Underground Conduit | 357 | 1.45%
Underground Conductors | 358 | 7.23%
Note: Per the Settlement in Docket No. ER10-355, Appendix A.1.2, AEP WEST VIRIGINIA TRANSMISSION COMPANY shall use the depreciation rates shown above by FERC Account until such time as the FERC approves new depreciation rates pusuant to a Section 205 or 206 filing to change rates.
Composite Depreciation Rate | APCo | WPCo | TOTAL
T-Plant (FF1 206.58.g) | 1811822367 | 29740179 | 1841562546
T-Plant (FF1 206.58.b) | 1752450105 | 25887202 | 1778337307
Average (Ln 1+ Ln 2)/2 | 1782136236 | 27813690.5 | 1809949926.5
Depreciation (FF1 336.7.f) | 29597240 | 752928 | 30350168
Composite Depreciation (Ln 3 / Ln 4) |  |  | 1.677%
Note: AEP WEST VIRGINIA TRANSMISSION COMPANY shall initially use the composite depreciation rate for APCo and WPCo shown above to estimate depreciation expense for transmission projects in Worksheets J and K until a composite depreciation rate based on transmission plant in service and depreciation expenses recorded by AEP WEST VIRGINIA TRANSMISSION COMPANY for its own transmission facilities can be calculated in AEP WEST VIRGINIA TRANSMISSION COMPANY's the first Annual Update including a True-Up TCOS.

## WS Q Cap Structure
AEP East Consolidated Utility Capital Structure
Consolidation of Operating Companies' Capital Structure @ December 31, 2017
Worksheet Q Page 1
Line |  | Appalachian Power Company | Indiana Michigan Power Company | Kentucky Power Company | Kingsport Power Company | Ohio Power Company | Wheeling Power Company | AEP East Operating Companies' Consolidated Capital Structure
Development of Long Term Debt Balances at Year End
1 | Bonds (112.18.c&d) | 345097743 | 0 | 0 | 0 | 0 | 0 | 345097743
2 | Less: Reacquired Bonds (112.19.c&d) | 0 | 40000000 | 0 | 0 | 345400000 | 0 | 385400000
3 | LT Advances from Assoc. Companies (112.20.c&d) | 0 | 0 | 0 | 20000000 | 0 | 0 | 20000000
4 | Senior Unsecured Notes (112.21.c&d) Excludes Spent Nuc Fuel Disp Fund | 3620784367 | 1609281752 | 870000000 | 0 | 2328942762 | 350000000 | 8779008881
5 | Less: Fair Value Hedges (See Note on Ln 7 below) | 0 | 0 | 0 | 0 | 0 | 0 | 0
6 | Total Long Term Debt Balance | 3965882110 | 1569281752 | 870000000 | 20000000 | 1983542762 | 350000000 | 8758706624
7 | NOTE: The balance of fair value hedges on outstanding long term debt are to be excluded from the balance of long term debt included in the formula's capital structure. (page 257, Column H of the FF1)
Development of Long Term Debt Interest Expense
8 | Interest on Long Term Debt (256-257.33.i) | 188068200 | 79376715 | 43405169 | 904000 | 117119422 | 7144374 | 436017880
9 | Amort of Debt Discount & Expense (117.63.c) | 2916356 | 1779096 | 716313 | 0 | 1595208 | 171512 | 7178485
10 | Amort of Loss on Reacquired Debt (117.64.c) | 3960759 | 1283093 | 33624 | 0 | 1311350 | 0 | 6588826
11 | Less: Amort of Premium on Debt (117.65.c) | 0 | 0 | 0 | 0 | 0 | 0 | 0
12 | Less: Amort of Gain on Reacquired Debt (117.66.c) | 0 | 1712 | 0 | 0 | 0 | 0 | 1712
13 | Less: Hedge Interest on pp 256-257(i) | -422541 | 1676623 | 92956 | 0 | -2097663 | 0 | -750625
14 | LTD Interest Expense | 195367856 | 80760569 | 44062150 | 904000 | 122123643 | 7315886 | 450534104
Development of Cost of Preferred Stock and Preferred Dividends
15 | Dividend Rate (p. 250-251. 7.a) | 4.5% | 4.125% |  |  | 4.08%
16 | Par Value (p. 250-251. 8.c) | 100 | 100 |  |  | 100
17 | Shares Outstanding (p.250-251. 8.e) | 0 | 0 |  |  | 0
18 | Monetary Value (Ln 16 * Ln 17) | 0 | 0 | 0 | 0 | 0 | 0 | 0
19 | Dividend Amount (Ln 15 * Ln 18) | 0 | 0 | 0 | 0 | 0 | 0 | 0
20 | Dividend Rate (p. 250-251. 7.a) |  | 4.12% |  |  | 4.2%
21 | Par Value (p. 250-251. 8.c) |  | 100 |  |  | 100
22 | Shares Outstanding (p.250-251. 8.e) |  | 0 |  |  | 0
23 | Monetary Value (Ln 21 * Ln 22) | 0 | 0 | 0 | 0 | 0 | 0 | 0
24 | Dividend Amount (Ln 20 * Ln 23) | 0 | 0 | 0 | 0 | 0 | 0 | 0
25 | Dividend Rate (p. 250-251. 7.a) |  | 4.56% |  |  | 4.4%
26 | Par Value (p. 250-251. 8.c) |  | 100 |  |  | 100
27 | Shares Outstanding (p.250-251. 8.e) |  | 0 |  |  | 0
28 | Monetary Value (Ln 26 * Ln 27) | 0 | 0 | 0 | 0 | 0 | 0 | 0
29 | Dividend Amount (Ln 25 * Ln 28) | 0 | 0 | 0 | 0 | 0 | 0 | 0
30 | Dividend Rate (p. 250-251. 7.a) |  |  |  |  | 4.5%
31 | Par Value (p. 250-251. 8.c) |  |  |  |  | 100
32 | Shares Outstanding (p.250-251. 8.e) |  |  |  |  | 0
33 | Monetary Value (Ln 31 * Ln 32) | 0 | 0 | 0 | 0 | 0 | 0 | 0
34 | Dividend Amount (Ln 30 * Ln 33) | 0 | 0 | 0 | 0 | 0 | 0 | 0
35 | Preferred Stock (Lns 18, 23, 28,33) | 0 | 0 | 0 | 0 | 0 | 0 | 0
36 | Preferred Dividends (Lns 19, 24, 29,34) | 0 | 0 | 0 | 0 | 0 | 0 | 0
Development of Common Equity
37 | Proprietary Capital (112.16.c) | 3475050089 | 2036408552 | 663073876 | 29626191 | 1986574950 | 406461375 | 8597195033
38 | Less: Preferred Stock (Ln 35 Above) | 0 | 0 | 0 | 0 | 0 | 0 | 0
39 | Less: Account 216.1 (112.12.c) | 1758641 | 31416 | 0 | 0 | 4915704 | 0 | 6705761
40 | Less: Account 219.1 (112.15.c) | -2792656 | -16739231 | -1645475 | 0 | 4229596 | 61921 | -16885845
41 | Balance of Common Equity | 3476084104 | 2053116367 | 664719351 | 29626191 | 1977429650 | 406399454 | 8607375117
Calculation of Capital Shares
42 | Long Term Debt (Ln 6 Above) | 3965882110 | 1569281752 | 870000000 | 20000000 | 1983542762 | 350000000 | 8758706624
43 | Preferred Stock (Ln 35 Above) | 0 | 0 | 0 | 0 | 0 | 0 | 0
44 | Common Equity (Ln 41 Above) | 3476084104 | 2053116367 | 664719351 | 29626191 | 1977429650 | 406399454 | 8607375117
45 | Total Company Structure | 7441966214 | 3622398119 | 1534719351 | 49626191 | 3960972412 | 756399454 | 17366081741
46 | LTD Capital Shares (Ln 42 / Ln 45) | 53.29% | 43.32% | 56.69% | 40.3% | 50.08% | 46.27% | 50.44%
47 | Preferred Stock Capital Shares (Ln 43 / Ln 45) | 0% | 0% | 0% | 0% | 0% | 0% | 0%
48 | Common Equity Capital Shares (Ln 44 / Ln 45) | 46.71% | 56.68% | 43.31% | 59.7% | 49.92% | 53.73% | 49.56%
49 | Reserved
50 | Reserved
51 | Reserved
52 | Reserved
Calculation of Capital Cost Rate
53 | LTD Capital Cost Rate (Ln 14 / Ln 6) | 4.926% | 5.146% | 5.065% | 4.52% | 6.157% | 2.09% | 5.144%
54 | Preferred Stock Capital Cost Rate (Ln 36 / Ln 35) | 0% | 0% | 0% | 0% | 0% | 0% | 0%
55 | Common Equity Capital Cost Rate | 11.49% | 11.49% | 11.49% | 11.49% | 11.49% | 11.49% | 11.49%
Calculation of Weighted Capital Cost Rate
56 | LTD Weighted Capital Cost Rate (Ln 46 * Ln 53) | 2.625% | 2.229% | 2.871% | 1.822% | 3.083% | 0.9672% | 2.594%
57 | Preferred Stock Capital Cost Rate (Ln 47 * Ln 54) | 0% | 0% | 0% | 0% | 0% | 0% | 0%
58 | Common Equity Capital Cost Rate (Ln 48 * Ln 55) | 5.367% | 6.512% | 4.977% | 6.859% | 5.736% | 6.173% | 5.695%
59 | Total Company Structure | 7.992% | 8.742% | 7.848% | 8.681% | 8.819% | 7.141% | 8.289%
AEP East Consolidated Utility Capital Structure
Consolidation of Operating Companies' Capital Structure @ December 31, 2016
Worksheet Q Page 2
Line |  | Appalachian Power Company | Indiana Michigan Power Company | Kentucky Power Company | Kingsport Power Company | Ohio Power Company | Wheeling Power Company | AEP East Operating Companies' Consolidated Capital Structure
Development of Long Term Debt Balances at Year End
60 | Bonds (112.18.c&d) | 367622368 | 0 | 0 | 0 | 0 | 0 | 367622368
61 | Less: Reacquired Bonds (112.19.c&d) | 0 | 40000000 | 0 | 0 | 345400000 | 0 | 385400000
62 | LT Advances from Assoc. Companies (112.20.c&d) | 86000000 | 0 | 0 | 20000000 | 0 | 25000000 | 131000000
63 | Senior Unsecured Notes (112.21.c&d) Excludes Spent Nuc Fuel Disp Fund | 3534821976 | 1628907909 | 820000000 | 0 | 2415019994 | 0 | 8398749879
64 | Less: Fair Value Hedges (See Note on Ln 66 below) | 0 | 0 | 0 | 0 | 0 | 0 | 0
65 | Total Long Term Debt Balance | 3988444344 | 1588907909 | 820000000 | 20000000 | 2069619994 | 25000000 | 8511972247
66 | NOTE: The balance of fair value hedges on outstanding long term debt are to be excluded from the balance of long term debt included in the formula's capital structure. (p. 257, Column H of the FF1)
Development of Long Term Debt Interest Expense
67 | Interest on Long Term Debt (256-257.33.i) | 198433109 | 82484400 | 38642264 | 904000 | 121704036 | 1312500 | 443480309
68 | Amort of Debt Discount & Expense (117.63.c) | 3105002 | 2188650 | 517866 | 0 | 1580870 | 0 | 7392388
69 | Amort of Loss on Reacquired Debt (117.64.c) | 7213006 | 8235783 | 33635 | 0 | 1338683 | 0 | 16821107
70 | Less: Amort of Premium on Debt (117.65.c) | 0 | 0 | 0 | 0 | 0 | 0 | 0
71 | Less: Amort of Gain on Reacquired Debt (117.66.c) | 0 | 1712 | 0 | 0 | 0 | 0 | 1712
72 | Less: Hedge Interest on pp 256-257(i) | 1240531 | 806279 | 92956 | 0 | -2097663 | 0 | 42103
73 | LTD Interest Expense | 207510586 | 92100842 | 39100809 | 904000 | 126721252 | 1312500 | 467649989
Development of Cost of Preferred Stock and Preferred Dividends
74 | Dividend Rate (p. 250-251. 7.a) | 4.5% | 4.125% |  |  | 4.08%
75 | Par Value (p. 250-251. 8.c) | 100 | 100 |  |  | 100
76 | Shares Outstanding (p.250-251. 8.e) | 0 | 0 |  |  | 0
77 | Monetary Value (Ln 75 * Ln 76) | 0 | 0 | 0 | 0 | 0 | 0 | 0
78 | Dividend Amount (Ln 74 * Ln 77) | 0 | 0 | 0 | 0 | 0 | 0 | 0
79 | Dividend Rate (p. 250-251. 7.a) |  | 4.12% |  |  | 4.2%
80 | Par Value (p. 250-251. 8.c) |  | 100 |  |  | 100
81 | Shares Outstanding (p.250-251. 8.e) |  | 0 |  |  | 0
82 | Monetary Value (Ln 80 * Ln 81) | 0 | 0 | 0 | 0 | 0 | 0 | 0
83 | Dividend Amount (Ln 79 * Ln 82) | 0 | 0 | 0 | 0 | 0 | 0 | 0
84 | Dividend Rate (p. 250-251. 7.a) |  | 4.56% |  |  | 4.4%
85 | Par Value (p. 250-251. 8.c) |  | 100 |  |  | 100
86 | Shares Outstanding (p.250-251. 8.e) |  | 0 |  |  | 0
87 | Monetary Value (Ln 85 * Ln 86) | 0 | 0 | 0 | 0 | 0 | 0 | 0
88 | Dividend Amount (Ln 84 * Ln 87) | 0 | 0 | 0 | 0 | 0 | 0 | 0
89 | Dividend Rate (p. 250-251. 7.a) |  |  |  |  | 4.5%
90 | Par Value (p. 250-251. 8.c) |  |  |  |  | 100
91 | Shares Outstanding (p.250-251. 8.e) |  |  |  |  | 0
92 | Monetary Value (Ln 90 * Ln 91) | 0 | 0 | 0 | 0 | 0 | 0 | 0
93 | Dividend Amount (Ln 89 * Ln 92) | 0 | 0 | 0 | 0 | 0 | 0 | 0
94 | Preferred Stock (Lns 77, 82, 87,92) | 0 | 0 | 0 | 0 | 0 | 0 | 0
95 | Preferred Dividends (Lns 78, 83, 88,93) | 0 | 0 | 0 | 0 | 0 | 0 | 0
Development of Common Equity
96 | Proprietary Capital (112.16.c) | 3366927928 | 1953950018 | 663642997 | 31277290 | 1980209844 | 98472987 | 8094481064
97 | Less: Preferred Stock (Ln 94 Above) | 0 | 0 | 0 | 0 | 0 | 0 | 0
98 | Less: Account 216.1 (112.12.c) | 1649787 | -33162 | 0 | 0 | 4915704 | 0 | 6532329
99 | Less: Account 219.1 (112.15.c) | 5031962 | -14359735 | -7335603 | 0 | 5601842 | 772181 | -10289353
100 | Balance of Common Equity | 3360246179 | 1968342915 | 670978600 | 31277290 | 1969692298 | 97700806 | 8098238088
Calculation of Capital Shares
101 | Long Term Debt (Ln 65 Above) | 3988444344 | 1588907909 | 820000000 | 20000000 | 2069619994 | 25000000 | 8511972247
102 | Preferred Stock (Ln 94 Above) | 0 | 0 | 0 | 0 | 0 | 0 | 0
103 | Common Equity (Ln 100 Above) | 3360246179 | 1968342915 | 670978600 | 31277290 | 1969692298 | 97700806 | 8098238088
104 | Total Company Structure | 7348690523 | 3557250824 | 1490978600 | 51277290 | 4039312292 | 122700806 | 16610210335
105 | LTD Capital Shares (Ln 101 / Ln 104) | 54.27% | 44.67% | 55% | 39% | 51.24% | 20.37% | 51.25%
106 | Preferred Stock Capital Shares (Ln 102 / Ln 104) | 0% | 0% | 0% | 0% | 0% | 0% | 0%
107 | Common Equity Capital Shares (Ln 103 / Ln 104) | 45.73% | 55.33% | 45% | 61% | 48.76% | 79.63% | 48.75%
108 | Reserved
109 | Reserved
110 | Reserved
111 | Reserved
Calculation of Capital Cost Rate
112 | LTD Capital Cost Rate (Ln 73 / Ln 65) | 5.203% | 5.796% | 4.768% | 4.52% | 6.123% | 5.25% | 5.494%
113 | Preferred Stock Capital Cost Rate (Ln 95 / Ln 94) | 0% | 0% | 0% | 0% | 0% | 0% | 0%
114 | Common Equity Capital Cost Rate | 11.49% | 11.49% | 11.49% | 11.49% | 11.49% | 11.49% | 11.49%
Calculation of Weighted Capital Cost Rate
115 | LTD Weighted Capital Cost Rate (Ln 105 * Ln 112) | 2.824% | 2.589% | 2.622% | 1.763% | 3.137% | 1.07% | 2.815%
116 | Preferred Stock Capital Cost Rate (Ln 106 * Ln 113) | 0% | 0% | 0% | 0% | 0% | 0% | 0%
117 | Common Equity Capital Cost Rate (Ln 107 * Ln 114) | 5.254% | 6.358% | 5.171% | 7.008% | 5.603% | 9.149% | 5.602%
118 | Total Company Structure | 8.078% | 8.947% | 7.793% | 8.771% | 8.74% | 10.22% | 8.417%
AEP East Consolidated Utility Capital Structure
Consolidation of Operating Companies' Average Capital Structure
Worksheet Q Page 3
Line |  | Appalachian Power Company | Indiana Michigan Power Company | Kentucky Power Company | Kingsport Power Company | Ohio Power Company | Wheeling Power Company | AEP East Operating Companies' Consolidated Capital Structure
Development of Average Long Term Debt
119 | Average Bonds (Ln 1 + Ln 60) / 2 | 356360055.5 | 0 | 0 | 0 | 0 | 0 | 356360055.5
120 | Less: Average Reacquired Bonds (Ln 2 + Ln 61) / 2 | 0 | 40000000 | 0 | 0 | 345400000 | 0 | 385400000
121 | Average LT Advances from Assoc. Companies (Ln 3 + Ln 62) / 2 | 43000000 | 0 | 0 | 20000000 | 0 | 12500000 | 75500000
122 | Average Senior Unsecured Notes (Ln 4 + Ln 63) / 2 | 3577803171.5 | 1619094830.5 | 845000000 | 0 | 2371981378 | 175000000 | 8588879380
123 | Less: Average Fair Value Hedges (See Note on Ln 125 below) | 0 | 0 | 0 | 0 | 0 | 0 | 0
124 | Average Balance of Long Term Debt | 3977163227 | 1579094830.5 | 845000000 | 20000000 | 2026581378 | 187500000 | 8635339435.5
125 | NOTE: The balance of fair value hedges on outstanding long term debt are to be excluded from the balance of long term debt included in the formula's capital structure. (p. 257, Column H of the FF1)
Development of Long Term Debt Interest Expense
126 | Interest on Long Term Debt (256-257.33.i) | 188068200 | 79376715 | 43405169 | 904000 | 117119422 | 7144374 | 436017880
127 | Amort of Debt Discount & Expense (117.63.c) | 2916356 | 1779096 | 716313 | 0 | 1595208 | 171512 | 7178485
128 | Amort of Loss on Reacquired Debt (117.64.c) | 3960759 | 1283093 | 33624 | 0 | 1311350 | 0 | 6588826
129 | Less: Amort of Premium on Debt (117.65.c) | 0 | 0 | 0 | 0 | 0 | 0 | 0
130 | Less: Amort of Gain on Reacquired Debt (117.66.c) | 0 | 1712 | 0 | 0 | 0 | 0 | 1712
131 | Less: Hedge Interest on pp 256-257(i) | -422541 | 1676623 | 92956 | 0 | -2097663 | 0 | -750625
132 | LTD Interest Expense | 195367856 | 80760569 | 44062150 | 904000 | 122123643 | 7315886 | 450534104
Cost of Preferred Stock and Preferred Dividends
133 | Average Balance of Preferred Stock (Ln 35 + Ln 94) / 2 | 0 | 0 | 0 | 0 | 0 | 0 | 0
134 | Preferred Dividends (Ln 36) | 0 | 0 | 0 | 0 | 0 | 0 | 0
Development of Average Common Equity
135 | Average Proprietary Capital (Ln 37 + Ln 96) / 2 | 3420989008.5 | 1995179285 | 663358436.5 | 30451740.5 | 1983392397 | 252467181 | 8345838048.5
136 | Less: Average Preferred Stock (Ln 133 Above) | 0 | 0 | 0 | 0 | 0 | 0 | 0
137 | Less: Average Account 216.1 (Ln 39 + Ln 98) / 2 | 1704214 | -873 | 0 | 0 | 4915704 | 0 | 6619045
138 | Less: Average Account 219.1 (Ln 40 + Ln 99) / 2 | 1119653 | -15549483 | -4490539 | 0 | 4915719 | 417051 | -13587599
139 | Average Balance of Common Equity | 3418165141.5 | 2010729641 | 667848975.5 | 30451740.5 | 1973560974 | 252050130 | 8352806602.5
Calculation of Capital Shares
140 | Average Balance of Long Term Debt (Ln 124 Above) | 3977163227 | 1579094830.5 | 845000000 | 20000000 | 2026581378 | 187500000 | 8635339435.5
141 | Average Balance of Preferred Stock (Ln 133 Above) | 0 | 0 | 0 | 0 | 0 | 0 | 0
142 | Average Balance of Common Equity (Ln 139 Above) | 3418165141.5 | 2010729641 | 667848975.5 | 30451740.5 | 1973560974 | 252050130 | 8352806602.5
143 | Average of Total Company Structure | 7395328368.5 | 3589824471.5 | 1512848975.5 | 50451740.5 | 4000142352 | 439550130 | 16988146038
144 | Average Balance of LTD Capital Shares (Ln 140 / Ln 143) | 53.78% | 43.99% | 55.85% | 39.64% | 50.66% | 42.66% | 50.83%
145 | Average Balance of Preferred Stock Capital Shares (Ln 141 / Ln 143) | 0% | 0% | 0% | 0% | 0% | 0% | 0%
146 | Average Balance of Common Equity Capital Shares (Ln 142 / Ln 143) | 46.22% | 56.01% | 44.15% | 60.36% | 49.34% | 57.34% | 49.17%
147 | Reserved
148 | Reserved
149 | Reserved
150 | Reserved
Calculation of Capital Cost Rate
151 | LTD Capital Cost Rate (Ln 132 / Ln 124) | 4.912% | 5.114% | 5.214% | 4.52% | 6.026% | 3.902% | 5.217%
152 | Preferred Stock Capital Cost Rate (Ln 134 / Ln 133) | 0% | 0% | 0% | 0% | 0% | 0% | 0%
153 | Common Equity Capital Cost Rate | 11.49% | 11.49% | 11.49% | 11.49% | 11.49% | 11.49% | 11.49%
Calculation of Weighted Capital Cost Rate
154 | LTD Weighted Capital Cost Rate (Ln 144 * Ln 151) | 2.642% | 2.25% | 2.913% | 1.792% | 3.053% | 1.664% | 2.652%
155 | Preferred Stock Capital Cost Rate (Ln 145 * Ln 152) | 0% | 0% | 0% | 0% | 0% | 0% | 0%
156 | Common Equity Capital Cost Rate (Ln 146 * Ln 153) | 5.311% | 6.436% | 5.072% | 6.935% | 5.669% | 6.589% | 5.649%
157 | ACTUAL WEIGHTED AVG COST OF CAPITAL | 7.953% | 8.685% | 7.985% | 8.727% | 8.722% | 8.253% | 8.302%

## WS R Interest
AEPTCo Subsidiaries in PJM
Cost of Service Formula Rate Using Actual/Projected FF1 Balances
Worksheet R - True-up With Interest
Reconciliation Revenue Requirement For Year 2018 Available May 25, 2019 |  | 2018 Revenue Requirement Forecast by October 31, 2017 |  |  | True-up Adjustment - Over (Under) Recovery
16000000 | - | 15000000 | = |  | -1000000
Interest Rate on Amount of Refunds |  | Over (Under) Recovery Plus Interest | Average Monthly Interest Rate | Months | Calculated Interest | Amortization | Surcharge (Refund) Owed
or Surcharges (Note 1) |  |  | 0.55%
An over or under collection will be recovered prorata over 2018, held for 2019 and returned prorate over 2020
Calculation of Interest |  |  |  |  | Monthly
January | Year 2018 | -83333.3333 | 0.55% | 12 | 5500 |  | 88833.3333
February | Year 2018 | -83333.3333 | 0.55% | 11 | 5041.6667 |  | 88375
March | Year 2018 | -83333.3333 | 0.55% | 10 | 4583.3333 |  | 87916.6667
April | Year 2018 | -83333.3333 | 0.55% | 9 | 4125 |  | 87458.3333
May | Year 2018 | -83333.3333 | 0.55% | 8 | 3666.6667 |  | 87000
June | Year 2018 | -83333.3333 | 0.55% | 7 | 3208.3333 |  | 86541.6667
July | Year 2018 | -83333.3333 | 0.55% | 6 | 2750 |  | 86083.3333
August | Year 2018 | -83333.3333 | 0.55% | 5 | 2291.6667 |  | 85625
September | Year 2018 | -83333.3333 | 0.55% | 4 | 1833.3333 |  | 85166.6667
October | Year 2018 | -83333.3333 | 0.55% | 3 | 1375 |  | 84708.3333
November | Year 2018 | -83333.3333 | 0.55% | 2 | 916.6667 |  | 84250
December | Year 2018 | -83333.3333 | 0.55% | 1 | 458.3333 |  | 83791.6667
[5 empty] | 35750 |  | 1035750
Annual
January through December | Year 2019 | 1035750 | 0.55% | 12 | 68359.5 |  | 1104109.5
Over (Under) Recovery Plus Interest Amortized and Recovered Over 12 Months |  |  |  |  | Monthly
January | Year 2020 | -1104109.5 | 0.55% |  | 6072.6022 | -95331.5253 | 1014850.5769
February | Year 2020 | -1014850.5769 | 0.55% |  | 5581.6782 | -95331.5253 | 925100.7298
March | Year 2020 | -925100.7298 | 0.55% |  | 5088.054 | -95331.5253 | 834857.2585
April | Year 2020 | -834857.2585 | 0.55% |  | 4591.7149 | -95331.5253 | 744117.4481
May | Year 2020 | -744117.4481 | 0.55% |  | 4092.646 | -95331.5253 | 652878.5688
June | Year 2020 | -652878.5688 | 0.55% |  | 3590.8321 | -95331.5253 | 561137.8756
July | Year 2020 | -561137.8756 | 0.55% |  | 3086.2583 | -95331.5253 | 468892.6086
August | Year 2020 | -468892.6086 | 0.55% |  | 2578.9093 | -95331.5253 | 376139.9926
September | Year 2020 | -376139.9926 | 0.55% |  | 2068.77 | -95331.5253 | 282877.2373
October | Year 2020 | -282877.2373 | 0.55% |  | 1555.8248 | -95331.5253 | 189101.5368
November | Year 2020 | -189101.5368 | 0.55% |  | 1040.0585 | -95331.5253 | 94810.0699
December | Year 2020 | -94810.0699 | 0.55% |  | 521.4554 | -95331.5253 | 0
39868.8037
True-Up Adjustment with Interest | [5 empty] | 1143978.3037
Less Over (Under) Recovery | [5 empty] | -1000000
Total Interest | [5 empty] | 143978.3037
Note 1: The interest rate to be applied to the over recovery or under recovery amounts will be determined using the average monthly FERC interest rate (as determined pursuant to 18 C.F.R. Section 35.19a) for the twenty (20) months from the beginning of the rate year being trued-up through August 31 of the following year.